{"text_format":"1","workbook":"xlsx","n_sheets":3,"sheets":["DATA","TABLAS DE VAPOR DE H134A","CALCULOS"],"not_rendered":{"charts":0,"images":0,"macros":1,"external_links":0,"defined_names":0,"comments":0,"pivot_tables":0},"unopened":[],"bounds":{"document_bytes":16777216,"sheet_cells":100000,"rows_first":2000,"rows_last":500,"rows_between":2000,"halvings":0,"cell_chars":16384,"cell_head_chars":4096},"cells_cut":0,"cells_raw":0,"read":"whole","date_system":"1900"}

{"sheet":"DATA","index":0,"n_rows":20,"n_cols":35,"rows_kept":20,"cut":false,"hidden":false,"merged":[[18,3,18,10],[19,3,19,10],[1,2,1,11],[11,2,11,4],[12,2,12,4],[15,7,16,11],[11,7,14,11]]}
[]
[null,null,"CÁLCULO DE LAS PROPIEDADES DEL H134A  v.2.1"]
[]
[null,null,"P =",null,"kPa",null,null,"OPCIONES DE CALCULO",null,null,null,null,null,null,null,null,null,null,null,null,null,null,null,null,null,null,null,null,null,null,null,null,null,null,138.89085]
[null,null,"T =",null,"ºC",null,null,"Saturacion:               (P, T) | (P) | (P, x) | (P, V) | (P, U) | (P, H) | (P, S)"]
[null,null,"x =",null,null,null,null,"                                                 (T)  | (T, x) |  (T, V) | (T, U) | (T, H) | (T, S)"]
[null,null,"V =",null,"m3/kg",null,null,"                                                 (x, H) | (x, S)"]
[null,null,"U =",null,"kJ/kg",null,null,"SobreSaturacion:   (P, T) | (P, V) | (P, U) | (P, H) | (P, S)"]
[null,null,"H =",null,"kJ/kg",null,null,"                                                 (T, V) | (T, U) | (T, H) | (T, S)"]
[null,null,"S =",null,"kJ/kg.ºK"]
[null,null,null,null,null,null,null,"REFERENCIAS:"]
[null,null,"CALCULAR [ctl][c]",null,null,null,null,"• SMITH, J.M.; VAN NESS, HENDRICK C; ABBOTT, MICHAEL. (2005). Introduction to Chemical Engineering Thermodynamics. McGraw-Hill Series in Civil and Environmental Engineering. 7th. Edition. New York"]
[null,null,"BORRAR  [ctl][b]"]
[]
[]
[null,null,null,null,null,null,null,"• CENGEL, YUNUS; BOLES, MICHAEL. (2008). Thermodynamics: An Engineering Approach. 6th Edition. McGraw-Hill. New York"]
[]
[]
[null,null,null,"Ing. Federico G. Salazar - Abril 2024"]
[null,null,null,"correo@fgsalazar.net"]

{"sheet":"TABLAS DE VAPOR DE H134A","index":1,"n_rows":366,"n_cols":26,"rows_kept":366,"cut":false,"hidden":false,"merged":[]}
[null,null,null,null,"t (°C)",-20,-10,0,10,20,30,40,50,60,70,80,90,100,110,120,130,140,150,160,170,180]
["P (kPa)",null,"liq.sat.","vap.sat.","tsat (°C)"]
[51.25,"V",7.0540000000000002E-4,0.36081000000000002,-40]
[null,"U",-3.5999999999999997E-2,207.37]
[null,"H",0,225.86]
[null,"S",0,0.96865999999999997]
[56.86,"V",7.0830000000000003E-4,0.32732,-38]
[null,"U",2.4750000000000001,208.51]
[null,"H",2.5150000000000001,227.12]
[null,"S",1.072E-2,0.96584000000000003]
[60,"V",7.0980000000000001E-4,0.31120999999999999,-36.950000000000003,0.33607999999999999,0.35048000000000001,0.36475999999999997,0.37892999999999999,0.39301999999999998,0.40705000000000002,0.42102000000000001,0.43495,0.44883000000000001,0.46268999999999999,0.47650999999999999,0.49031999999999998,0.50409999999999999]
[null,"U",3.798,209.12,null,220.6,227.55,234.66,241.92,249.35,256.95,264.70999999999998,272.64,280.73,288.99,297.41000000000003,306,314.74]
[null,"H",3.8410000000000002,227.79,null,240.76,248.58,256.54000000000002,264.66000000000003,272.94,281.37,289.97000000000003,298.74,307.66000000000003,316.75,326,335.42,344.99]
[null,"S",1.634E-2,0.96480699999999997,null,1.0174000000000001,1.0477000000000001,1.0773999999999999,1.1066,1.1353,1.1636,1.1915,1.2191000000000001,1.2463,1.2732000000000001,1.2997000000000001,1.3260000000000001,1.3520000000000001]
[62.95,"V",7.1120000000000005E-4,0.29751,-36,0.32592683749999996,0.33993006250000002,0.35381107499999997,0.36758208749999999,0.38127236249999996,0.39490190000000003,0.40847217499999999,0.422000975,0.43548124999999999,0.44894078749999999,0.46236032499999996,0.47576986249999997,0.48914939999999996]
[null,"U",4.992,209.66,null,220.530675,227.49100000000001,234.60763750000001,241.87427499999998,249.30869999999999,256.91238749999997,264.67607499999997,272.60902499999997,280.701975,288.96418749999998,297.38566250000002,305.97713750000003,314.71935000000002]
[null,"H",5.0369999999999999,228.39,null,240.66707499999998,248.49961250000001,256.4692,264.59731250000004,272.88321250000001,281.31911250000002,289.92353750000001,298.697225,307.62091250000003,316.7138625,325.9668125,335.38828749999999,344.96123750000004]
[null,"S",2.138E-2,0.96314999999999995,null,1.0140591250000002,1.0444033750000001,1.0741402499999999,1.1033697499999999,1.132091875,1.160406625,1.1883213749999999,1.215936125,1.2431435,1.2700508750000001,1.2965656250000002,1.322873,1.348873]
[69.56,"V",7.1420000000000001E-4,0.27089999999999997,-34,0.30317686999999999,0.31629105000000002,0.32927805999999998,0.34215507000000001,0.35494968999999998,0.36768192,0.38035653999999997,0.39298637999999997,0.40557100000000001,0.41813322999999997,0.43065545999999999,0.44316769,0.45564991999999999]
[null,"U",7.5170000000000003,210.81,null,220.37533999999999,227.3588,234.49030999999999,241.77181999999999,249.21616,256.82810999999998,264.60005999999998,272.53962000000001,280.63918000000001,288.90635000000003,297.33113000000003,305.92590999999999,314.67308000000003]
[null,"H",7.5659999999999998,229.65,null,240.45885999999999,248.31949,256.31056000000001,264.45685000000003,272.75596999999999,281.20508999999998,289.81943000000001,298.60138000000001,307.53333000000003,316.63288999999997,325.89245,335.31723,344.89679000000001]
[null,"S",3.1989999999999998E-2,0.96057999999999999,null,1.0065733000000001,1.0370167000000001,1.0668362,1.0961318,1.1249035000000001,1.1532513,1.1811990999999999,1.2088468999999999,1.2360708,1.2629947000000001,1.2895425,1.3158664,1.3418664]
[70,"V",7.1440000000000002E-4,0.26928999999999997,-33.869999999999997,0.3016625,0.31471749999999998,0.32764499999999996,0.3404625,0.3531975,0.36587000000000003,0.37848500000000002,0.39105499999999999,0.40357999999999999,0.41608250000000002,0.42854500000000001,0.44099749999999999,0.45341999999999999]
[null,"U",7.68,210.88,null,220.36500000000001,227.35,234.48249999999999,241.76499999999999,249.21,256.82249999999999,264.59500000000003,272.53500000000003,280.63499999999999,288.90249999999997,297.32749999999999,305.92250000000001,314.67]
[null,"H",7.73,229.73,null,240.44499999999999,248.3075,256.3,264.44749999999999,272.7475,281.19749999999999,289.8125,298.59500000000003,307.52749999999997,316.6275,325.88749999999999,335.3125,344.89249999999998]
[null,"S",3.2669999999999998E-2,0.96042923076923081,null,1.0060750000000001,1.0365250000000001,1.0663499999999999,1.09565,1.124425,1.1527750000000001,1.180725,1.208375,1.2356,1.2625250000000001,1.289075,1.3154000000000001,1.3414000000000001]
[76.709999999999994,"V",7.1719999999999998E-4,0.24711,-32,0.27856835750000003,0.29072086250000001,0.30274083499999999,0.31465080750000002,0.32647660249999999,0.33823822000000003,0.34994401500000005,0.36160145500000002,0.37321725000000006,0.38480886750000004,0.39636048500000004,0.40790210250000003,0.41941371999999999]
[null,"U",10.050000000000001,211.96,null,220.20731499999999,227.2158,234.36339749999999,241.66099499999999,249.11606,256.73694749999999,264.51783499999999,272.46454499999999,280.57125500000001,288.84378750000002,297.27214250000003,305.8704975,314.62302999999997]
[null,"H",10.1,230.91,null,240.23363499999999,248.12465250000002,256.13896,264.3049125,272.61833250000001,281.08175249999999,289.7068175,298.497705,307.43859250000003,316.54530249999999,325.81201249999998,335.24036749999999,344.82707750000003]
[null,"S",4.2529999999999998E-2,0.95813000000000004,null,0.99847592500000004,1.0290265750000001,1.0589354499999999,1.0883025500000001,1.117127875,1.145511425,1.1734949750000001,1.201178525,1.2284203,1.2553620750000001,1.2819456250000001,1.3082874,1.3342874]
[80,"V",7.1849999999999995E-4,0.23752999999999999,-31.13,0.26724500000000001,0.27895500000000001,0.29052999999999995,0.30199500000000001,0.31337499999999996,0.32469000000000003,0.33594999999999997,0.34716000000000002,0.35833000000000004,0.369475,0.38058000000000003,0.391675,0.40273999999999999]
[null,"U",11.15,212.46,null,220.13,227.15,234.30500000000001,241.61,249.07,256.69499999999999,264.48,272.43,280.54000000000002,288.815,297.245,305.84500000000003,314.60000000000002]
[null,"H",11.21,231.46,null,240.13,248.035,256.06,264.23500000000001,272.55500000000001,281.02499999999998,289.65499999999997,298.45,307.39499999999998,316.505,325.77499999999998,335.20499999999998,344.79500000000002]
[null,"S",4.7109999999999999E-2,0.95713277202072544,null,0.99475000000000002,1.02535,1.0552999999999999,1.0847,1.11355,1.14195,1.16995,1.1976499999999999,1.2248999999999999,1.2518500000000001,1.2784500000000001,1.3048000000000002,1.3308]
[84.43,"V",7.203E-4,0.2258,-30,0.25199804749999999,0.2631122125,0.274088055,0.2849538975,0.29573363249999995,0.30644726,0.31710699499999995,0.32771451499999993,0.33828424999999995,0.34882787749999999,0.359331505,0.36982513249999999,0.38028875999999995]
[null,"U",12.59,213.11,null,220.02589499999999,227.06139999999999,234.22636749999998,241.541335,249.00798,256.63851749999998,264.42905500000001,272.38348500000001,280.49791500000003,288.77623749999998,297.20845250000002,305.81066750000002,314.56898999999999]
[null,"H",12.65,232.17,null,239.990455,247.91428250000001,255.95368000000002,264.14086250000003,272.46972249999999,280.94858249999999,289.58522749999997,298.38576499999999,307.33630249999999,316.45073250000002,325.72516250000001,335.1573775,344.75180750000004]
[null,"S",5.3010000000000002E-2,0.95579000000000003,null,0.98973302500000004,1.0203994750000001,1.0504048499999998,1.07984915,1.108732375,1.1371545250000001,1.1651766750000001,1.1928988249999999,1.2201599000000001,1.2471209750000001,1.273743125,1.3001042,1.3261042000000001]
[90,"V",7.2230000000000005E-4,0.21263000000000001,-28.65,0.23282749999999999,0.24319250000000001,0.253415,0.26352750000000003,0.27355249999999998,0.28350999999999998,0.29341499999999998,0.30326500000000001,0.31308000000000002,0.32286749999999997,0.33261499999999999,0.3423525,0.35205999999999998]
[null,"U",14.31,213.88,null,219.89500000000001,226.95,234.1275,241.45500000000001,248.93,256.5675,264.36500000000001,272.32499999999999,280.44499999999999,288.72750000000002,297.16250000000002,305.76749999999998,314.52999999999997]
[null,"H",14.37,233.02,null,239.815,247.76249999999999,255.82,264.02249999999998,272.36250000000001,280.85250000000002,289.4975,298.30500000000001,307.26249999999999,316.38249999999999,325.66250000000002,335.09750000000003,344.69749999999999]
[null,"S",6.0080000000000001E-2,0.95429887154861948,null,0.98342499999999999,1.0141749999999998,1.0442499999999999,1.07375,1.1026750000000001,1.1311249999999999,1.1591750000000001,1.186925,1.2141999999999999,1.2411749999999999,1.2678250000000002,1.2942,1.3202]
[92.76,"V",7.2340000000000002E-4,0.20666000000000001,-28,0.22332827,0.23332205,0.24317125999999997,0.25291047,0.26256148999999995,0.27214432,0.28167533999999994,0.29114997999999997,0.300591,0.31000382999999998,0.31937665999999998,0.32873948999999997,0.33807231999999998]
[null,"U",15.13,214.25,null,219.83014,226.8948,234.07850999999999,241.41222000000002,248.89135999999999,256.53231,264.33326,272.29602,280.41878000000003,288.70335,297.13972999999999,305.74610999999999,314.51067999999998]
[null,"H",15.2,233.43,null,239.72806,247.68729000000002,255.75376,263.96384999999998,272.30937,280.80489,289.45402999999999,298.26498000000004,307.22593000000001,316.34868999999998,325.63145000000003,335.06783000000001,344.67059]
[null,"S",6.3439999999999996E-2,0.95355999999999996,null,0.98029929999999998,1.0110907,1.0412001999999998,1.0707278,1.0996735,1.1281373000000001,1.1562011000000001,1.1839648999999999,1.2112468000000001,1.2382286999999998,1.2648925000000002,1.2912744,1.3172744000000001]
[100,"V",7.2590000000000003E-4,0.19253999999999999,-26.37,0.19841,0.20743,0.21629999999999999,0.22506000000000001,0.23372999999999999,0.24232999999999999,0.25087999999999999,0.25936999999999999,0.26783000000000001,0.27626000000000001,0.28465000000000001,0.29303000000000001,0.30137999999999998]
[null,"U",17.21,215.19,null,219.66,226.75,233.95,241.3,248.79,256.44,264.25,272.22000000000003,280.35000000000002,288.64,297.08,305.69,314.45999999999998]
[null,"H",17.28,234.44,null,239.5,247.49,255.58,263.81,272.17,280.68,289.33999999999997,298.16000000000003,307.13,316.26,325.55,334.99,344.6]
[null,"S",7.1879999999999999E-2,0.95184887402452611,null,0.97209999999999996,1.0029999999999999,1.0331999999999999,1.0628,1.0918000000000001,1.1203000000000001,1.1484000000000001,1.1761999999999999,1.2035,1.2304999999999999,1.2572000000000001,1.2836000000000001,1.3096000000000001]
[101.73,"V",7.2650000000000004E-4,0.18945999999999999,-26,0.19571537477148079,0.20477531499999999,0.2135462725,0.22220636500000002,0.23077645749999998,0.2392761175,0.24772534499999999,0.25611543749999999,0.264474665,0.27280389249999998,0.28109355250000001,0.28937278,0.29762200749999995]
[null,"U",17.690000000000001,215.4,null,219.61677635588055,226.71367000000001,233.91886,241.27232000000001,248.76534749999999,256.41794249999998,264.23010499999998,272.20140250000003,280.33313250000003,288.62442999999996,297.06572749999998,305.67659249999997,314.44745749999998]
[null,"H",17.760000000000002,234.68,null,239.44254418037781,247.44112750000002,255.53761500000002,263.77194000000003,272.13583249999999,280.6492925,289.31232,298.13448250000005,307.10664500000001,316.23880750000001,325.53010499999999,334.971835,344.58270000000005]
[null,"S",7.3819999999999997E-2,0.95143999999999995,null,0.97070529951249229,1.00167655,1.0318981749999998,1.061515475,1.0905284500000001,1.119041425,1.1471500750000001,1.1749543999999998,1.20226305,1.2292673749999998,1.2559717000000001,1.282376025,1.3083803500000002]
[111.37,"V",7.2970000000000001E-4,0.17394999999999999,-24,0.18070023765996343,0.18998273500000001,0.19820180249999997,0.206305185,0.2143185675,0.2222591075,0.23014680499999998,0.2379801875,0.245777885,0.25354558249999998,0.26127612249999999,0.26899381999999999,0.27668151749999997]
[null,"U",20.25,216.55,null,219.37592321755028,226.51123000000001,233.74534,241.11807999999999,248.62797749999999,256.29503249999999,264.11924499999998,272.09777250000002,280.23914250000001,288.53766999999999,296.9861975,305.60188249999999,314.3775675]
[null,"H",20.329999999999998,235.92,null,239.12238574040219,247.16879750000001,255.301435,263.55986000000001,271.94544250000001,280.4781825,289.15807999999998,297.99229250000002,306.97650499999997,316.12071750000001,325.41924499999999,334.87061499999999,344.48630000000003]
[null,"S",8.4140000000000006E-2,0.94940999999999998,null,0.9629336736745886,0.99430194999999999,1.0246440749999999,1.0543577749999999,1.0834430500000001,1.112028325,1.1401851750000001,1.1680135999999999,1.19537045,1.2223988749999999,1.2491273000000001,1.275555725,1.3015841500000001]
[120,"V",7.3240000000000002E-4,0.16211999999999999,-22.32,0.16725826325411333,0.17674000000000001,0.18446499999999999,0.19206999999999999,0.19958500000000001,0.20702499999999999,0.21440999999999999,0.221745,0.22903999999999999,0.23630500000000002,0.243535,0.25075000000000003,0.25793499999999997]
[null,"U",22.4,217.51,null,219.16030469226081,226.33,233.59,240.98,248.505,256.185,264.02,272.005,280.15499999999997,288.45999999999998,296.91500000000002,305.53500000000003,314.315]
[null,"H",22.49,236.97,null,238.83577087141987,246.92500000000001,255.09,263.37,271.77499999999998,280.32499999999999,289.02,297.86500000000001,306.86,316.01499999999999,325.32,334.78,344.4]
[null,"S",9.2749999999999999E-2,0.94780073429951694,null,0.95597629494210845,0.98770000000000002,1.0181499999999999,1.0479499999999999,1.0770999999999999,1.10575,1.13395,1.1617999999999999,1.1892,1.2162500000000001,1.2429999999999999,1.26945,1.2955000000000001]
[121.72,"V",7.3289999999999998E-4,0.15995000000000001,-22,0.1645792138939671,0.17410066000000002,0.18172718999999998,0.18923286,0.19664853000000002,0.20398876999999999,0.21127357999999999,0.21850924999999999,0.22570406000000001,0.23286887000000001,0.23999911000000002,0.24711392000000001,0.25419872999999998]
[null,"U",22.82,217.7,null,219.11733089579525,226.29388,233.55903999999998,240.95248000000001,248.48049,256.16307,264.00022000000001,271.98651000000001,280.13822999999996,288.44451999999995,296.90080999999998,305.52167000000003,314.30252999999999]
[null,"H",22.91,237.17,null,238.77864716636196,246.87641000000002,255.04786000000001,263.33215999999999,271.74102999999997,280.29447000000005,288.99247999999994,297.83963,306.83677999999998,315.99392999999998,325.30022000000002,334.76194000000004,344.38279999999997]
[null,"S",9.4409999999999994E-2,0.94747999999999999,null,0.95458965630712977,0.98638420000000004,1.0168557,1.0466728999999999,1.0758357999999999,1.1044987000000002,1.1327073000000001,1.1605615999999999,1.1879702000000001,1.2150245,1.2417787999999998,1.2682331,1.2942874000000002]
[132.82,"V",7.3620000000000001E-4,0.14729,-20,0.14729,0.15706771000000003,0.164058765,0.17092341,0.17769805500000002,0.18439449500000002,0.19103272999999998,0.19762737500000002,0.20417561000000001,0.21069384500000002,0.217180285,0.22364852000000002,0.230086755]
[null,"U",25.39,218.84,null,218.84,226.06077999999999,233.35924,240.77488,248.322315,256.021545,263.87257,271.86718500000001,280.03000499999996,288.34461999999996,296.809235,305.43564500000002,314.22205500000001]
[null,"H",25.49,238.41,null,238.41,246.56283500000001,254.77591000000001,263.08796000000001,271.52180499999997,280.09744500000005,288.81487999999996,297.675905,306.68692999999996,315.857955,325.17257000000001,334.64539000000002,344.27179999999998]
[null,"S",0.10463,0.94564099999999995,null,0.94564099999999995,0.97789270000000006,1.00850295,1.0384311499999999,1.0676772999999999,1.0964234500000001,1.12468755,1.1525695999999999,1.1800337000000001,1.20711575,1.2338977999999998,1.2603798500000001,1.2864619000000002]
[140,"V",7.383E-4,0.14013999999999999,-18.77,null,0.14605000000000001,0.15262999999999999,0.15908,0.16544,0.17172000000000001,0.17793999999999999,0.18412000000000001,0.19025,0.19635,0.20241999999999999,0.20846999999999999,0.21448999999999999]
[null,"U",26.98,219.54,null,null,225.91,233.23,240.66,248.22,255.93,263.79000000000002,271.79000000000002,279.95999999999998,288.27999999999997,296.75,305.38,314.17]
[null,"H",27.08,239.16,null,null,246.36,254.6,262.93,271.38,279.97000000000003,288.7,297.57,306.58999999999997,315.77,325.08999999999997,334.57,344.2]
[null,"S",0.11087,0.94455999999999996,null,null,0.97240000000000004,1.0031000000000001,1.0330999999999999,1.0624,1.0911999999999999,1.1194999999999999,1.1474,1.1749000000000001,1.202,1.2287999999999999,1.2553000000000001,1.2814000000000001]
[144.69,"V",7.3959999999999998E-4,0.13583000000000001,-18,null,0.14204474,0.1484781775,0.15477927,0.16098919,0.16711911000000002,0.17318785749999999,0.179216605,0.185196525,0.19114527249999999,0.1970628475,0.20296159499999999,0.20883034249999999]
[null,"U",27.98,219.98,null,null,225.80564749999999,233.14206249999998,240.582615,248.151995,255.86903000000001,263.73372000000001,271.73958250000004,279.91309999999999,288.23661749999997,296.71130749999998,305.34365250000002,314.13599750000003]
[null,"H",28.09,239.64,null,null,246.2193,254.48040499999999,262.8256475,271.2873725,279.88558,288.62378749999999,297.50082249999997,306.52668499999999,315.71137499999998,325.03606499999995,334.51958250000001,344.15309999999999]
[null,"S",0.11481,0.94389000000000001,null,null,0.96958600000000006,1.0003680750000001,1.030414975,1.059761875,1.08859705,1.1169205,1.1448439500000001,1.1723556750000002,1.1994791249999999,1.2262908499999998,1.25279085,1.2789143000000001]
[157.38,"V",7.4299999999999995E-4,0.12542,-16,null,0.13120748000000002,0.13724435499999998,0.14314254000000001,0.14894638000000002,0.15467022,0.16032971500000001,0.16594921000000001,0.17152305000000001,0.17706254500000002,0.182567695,0.18805718999999999,0.19351668499999999]
[null,"U",30.57,221.13,null,null,225.52329499999999,232.90412499999999,240.37323000000001,247.96798999999999,255.70406,263.58143999999999,271.60316499999999,279.78620000000001,288.119235,296.60661500000003,305.24530499999997,314.043995]
[null,"H",30.69,240.87,null,null,245.83860000000001,254.15681000000001,262.543295,271.036745,279.65716000000003,288.417575,297.31364500000001,306.35536999999999,315.55275,324.89013,334.38316499999996,344.02620000000002]
[null,"S",0.12493,0.94221999999999995,null,null,0.96197200000000005,0.99297615000000006,1.0231499499999999,1.05262375,1.0815541,1.1099409999999998,1.1379279,1.16547135,1.19265825,1.2195016999999999,1.2460017000000001,1.2721886]
[160,"V",7.4370000000000003E-4,0.12348000000000001,-15.6,null,0.12897,0.13492499999999999,0.14074,0.14646000000000001,0.15210000000000001,0.15767500000000001,0.16321000000000002,0.16870000000000002,0.174155,0.17957499999999998,0.18497999999999998,0.190355]
[null,"U",31.09,221.35,null,null,225.465,232.85499999999999,240.33,247.93,255.67,263.55,271.57499999999999,279.76,288.09500000000003,296.58499999999998,305.22500000000002,314.02499999999998]
[null,"H",31.21,241.11,null,null,245.76,254.09,262.48500000000001,270.98500000000001,279.61,288.375,297.27499999999998,306.32,315.52,324.86,334.35500000000002,344]
[null,"S",0.12692999999999999,0.94189999999999996,null,null,0.96040000000000003,0.99145000000000005,1.0216499999999999,1.05115,1.0800999999999998,1.1084999999999998,1.1364999999999998,1.16405,1.1912499999999999,1.2181,1.2446000000000002,1.2707999999999999]
[170.93,"V",7.4640000000000004E-4,0.11597,-14,null,0.11963578,0.12524921749999998,0.13071718999999998,0.13608743000000001,0.14137766999999998,0.14660017749999998,0.151782685,0.15692292499999999,0.16202543250000001,0.1670902075,0.172142715,0.1771652225]
[null,"U",33.17,222.27,null,null,225.22180750000001,232.65006249999999,240.149655,247.77151499999999,255.52790999999999,263.41883999999999,271.45750250000003,279.65069999999997,287.9938975,296.49482749999999,305.14029249999999,313.94575750000001]
[null,"H",33.299999999999997,242.09,null,null,245.43209999999999,253.811285,262.24180749999999,270.76913249999996,279.41325999999998,288.19738749999999,297.11378250000001,306.17244499999998,315.383375,324.73430500000001,334.23750250000001,343.89069999999998]
[null,"S",0.13500999999999999,0.94062999999999997,null,null,0.95384199999999997,0.98508327500000004,1.0153925749999999,1.0450018750000001,1.07403385,1.1024885,1.1305431499999998,1.158120475,1.185375125,1.21225245,1.23875245,1.2650071000000001]
[180,"V",7.4870000000000004E-4,0.11040999999999999,-12.73,null,0.11189,0.11722,0.12239999999999999,0.12748000000000001,0.13247999999999999,0.13741,0.14230000000000001,0.14715,0.15196000000000001,0.15673000000000001,0.16148999999999999,0.16622000000000001]
[null,"U",34.83,222.99,null,null,225.02,232.48,240,247.64,255.41,263.31,271.36,279.56,287.91000000000003,296.42,305.07,313.88]
[null,"H",34.97,242.86,null,null,245.16,253.58,262.04000000000002,270.58999999999997,279.25,288.05,296.98,306.05,315.27,324.63,334.14,343.8]
[null,"S",0.14138999999999999,0.93964999999999999,null,null,0.94840000000000002,0.9798,1.0102,1.0399,1.069,1.0974999999999999,1.1255999999999999,1.1532,1.1805000000000001,1.2074,1.2339,1.2602]
[185.37,"V",7.4989999999999996E-4,0.10736,-12,null,0.10867337000000001,0.11388791500000001,0.11894977499999999,0.12390895,0.12879080999999998,0.133599985,0.13836915999999999,0.14309833499999999,0.14778482500000001,0.15243668500000002,0.15707317499999998,0.161685035]
[null,"U",35.78,223.4,null,null,224.89380500000001,232.37528499999999,239.911395,247.56213499999998,255.33750499999999,263.248245,271.30361499999998,279.508985,287.86167,296.37435500000004,305.02972499999998,313.84240999999997]
[null,"H",35.92,243.3,null,null,244.99352999999999,253.43769500000002,261.91649000000001,270.47991500000001,279.15334000000001,287.96139500000004,296.89945,305.97750500000001,315.20018999999996,324.56824499999999,334.08361500000001,343.74630000000002]
[null,"S",0.14504,0.93911,null,null,0.94560759999999999,0.97711499999999996,1.0075687,1.0373224000000001,1.06644925,1.09500295,1.12310295,1.1507566499999999,1.17805665,1.20495665,1.2314835,1.2577834999999999]
[200,"V",7.5330000000000004E-4,9.9866999999999997E-2,-10.09,null,9.9909999999999999E-2,0.10481,0.10954999999999999,0.11418,0.11874,0.12322,0.12766,0.13206000000000001,0.13641,0.14074,0.14504,0.14932999999999999]
[null,"U",38.28,224.48,null,null,224.55,232.09,239.67,247.35,255.14,263.08,271.14999999999998,279.37,287.73,296.25,304.92,313.74]
[null,"H",38.43,244.46,null,null,244.54,253.05,261.58,270.18,278.89,287.72000000000003,296.68,305.77999999999997,315.01,324.39999999999998,333.93,343.6]
[null,"S",0.15457000000000001,0.93772999999999995,null,null,0.93799999999999994,0.9698,1.0004,1.0303,1.0595000000000001,1.0882000000000001,1.1163000000000001,1.1440999999999999,1.1714,1.1982999999999999,1.2249000000000001,1.2512000000000001]
[200.74,"V",7.5350000000000005E-4,9.9515999999999993E-2,-10,null,null,0.10446516,0.109193135,0.11381092499999999,0.11835852999999999,0.12282613499999999,0.12725374,0.13164116000000001,0.135978765,0.14029618499999999,0.14458378999999999,0.14886102499999998]
[null,"U",38.4,224.54,null,null,null,232.0752,239.65723499999999,247.33871500000001,255.13019499999999,263.07093499999996,271.14185999999995,279.36259999999999,287.72315500000002,296.24371000000002,304.91408000000001,313.73444999999998]
[null,"H",38.549999999999997,244.51,null,null,null,253.03002000000001,261.56279499999999,270.16482999999999,278.87649499999998,287.70779000000005,296.66890000000001,305.76982499999997,315.00074999999998,324.39130499999999,333.92185999999998,343.5926]
[null,"S",0.15504000000000001,0.93766000000000005,null,null,null,0.96946884999999994,1.0000799499999999,1.0299873500000001,1.0591929,1.0878966000000001,1.1160003000000001,1.14380215,1.1711039999999999,1.1980077,1.22460955,1.2509114000000001]
[217.08,"V",7.5710000000000003E-4,9.2352000000000004E-2,-8,null,null,9.6850719999999987E-2,0.10131316999999999,0.10566134999999999,0.10993525999999999,0.11412916999999999,0.11828307999999998,0.12239272,0.12645662999999999,0.13049627,0.13451018000000001,0.13850554999999998]
[null,"U",41.03,225.67,null,null,null,231.7484,239.37536999999998,247.08953,254.91369,262.87076999999999,270.96211999999997,279.19920000000002,287.57201000000003,296.10482000000002,304.78336000000002,313.61189999999999]
[null,"H",41.19,245.72,null,null,null,252.58884,261.18288999999999,269.82986,278.57828999999998,287.43817999999999,296.42379999999997,305.54514999999998,314.79649999999998,324.19930999999997,333.74212,343.42919999999998]
[null,"S",0.16497999999999999,0.93628999999999996,null,null,null,0.96215669999999998,0.99301289999999998,1.0230836999999999,1.0524118,1.0811972000000001,1.1093826,1.1372252999999999,1.164568,1.1915534000000001,1.2181961000000001,1.2445388000000002]
[234.44,"V",7.6079999999999995E-4,8.5802000000000003E-2,-6,null,null,8.876096E-2,9.2941309999999999E-2,9.7003049999999993E-2,0.10098618000000001,0.10488931000000001,0.10875244000000001,0.11256696000000001,0.11634009000000001,0.12008461000000001,0.12380774,0.12750365]
[null,"U",43.66,226.8,null,null,null,231.40119999999999,239.07590999999999,246.82479000000001,254.68367000000001,262.65810999999997,270.77115999999995,279.0256,287.41143,295.95726000000002,304.64448000000004,313.48169999999999]
[null,"H",43.84,246.91,null,null,null,252.12012000000001,260.77927,269.47398000000004,278.26147000000003,287.15174000000002,296.16339999999997,305.30644999999998,314.5795,323.99533000000002,333.55115999999998,343.25560000000002]
[null,"S",0.17488999999999999,0.93496999999999997,null,null,null,0.95438809999999996,0.98550470000000001,1.0157491000000001,1.0452074,1.0740796000000001,1.1023518000000001,1.1302378999999998,1.157624,1.1846962000000001,1.2113823000000001,1.2377684]
[240,"V",7.6199999999999998E-4,8.3896999999999999E-2,-5.38,null,null,8.6169999999999997E-2,9.0260000000000007E-2,9.4229999999999994E-2,9.8119999999999999E-2,0.10193000000000001,0.1057,0.10942,0.11310000000000001,0.11675000000000001,0.12038,0.12398000000000001]
[null,"U",44.48,227.14,null,null,null,231.29,238.98,246.74,254.61,262.58999999999997,270.70999999999998,278.97000000000003,287.36,295.91000000000003,304.60000000000002,313.44]
[null,"H",44.66,247.28,null,null,null,251.97,260.64999999999998,269.36,278.16000000000003,287.06,296.08,305.23,314.51,323.93,333.49,343.2]
[null,"S",0.17793999999999999,0.93457999999999997,null,null,null,0.95189999999999997,0.98309999999999997,1.0134000000000001,1.0428999999999999,1.0718000000000001,1.1001000000000001,1.1279999999999999,1.1554,1.1825000000000001,1.2092000000000001,1.2356]
[252.85,"V",7.6460000000000005E-4,7.9804E-2,-4,null,null,8.1881312499999998E-2,8.5826750000000007E-2,8.9648974999999992E-2,9.3384775000000003E-2,9.7043787500000006E-2,0.10065637500000001,0.104222175,0.10774797500000001,0.111243775,0.1147163625,0.11816216250000001]
[null,"U",46.31,227.92,null,null,null,231.01693749999998,238.7519125,246.5440375,254.4333125,262.43258750000001,270.56864999999999,278.83828750000004,287.24113750000004,295.80077499999999,304.50041250000004,313.34683749999999]
[null,"H",46.5,248.1,null,null,null,251.60377500000001,260.33838750000001,269.09014999999999,277.91906250000005,286.84154999999998,295.88403749999998,305.05010000000004,314.34616249999999,323.77901250000002,333.35186249999998,343.07150000000001]
[null,"S",0.18476000000000001,0.93371999999999999,null,null,null,0.94685637499999997,0.97824912499999994,1.008677625,1.0382739999999999,1.0672382500000002,1.095634625,1.1235667499999999,1.1510309999999999,1.178163125,1.2048952500000001,1.2312952500000001]
[272.36,"V",7.6840000000000003E-4,7.4303999999999995E-2,-2,null,null,7.5369849999999988E-2,7.9095799999999994E-2,8.2693659999999988E-2,8.6195339999999995E-2,8.9625110000000008E-2,9.299869999999999E-2,9.6330379999999993E-2,9.9622059999999998E-2,0.10288374,0.10611733,0.10932901]
[null,"U",48.96,229.04,null,null,null,230.60235,238.40561,246.24651,254.16505000000001,262.19359000000003,270.35404,278.63830999999999,287.06067000000002,295.63493999999997,304.34921000000003,313.20538999999997]
[null,"H",49.17,249.28,null,null,null,251.04774,259.86527000000001,268.68043999999998,277.55325000000005,286.50988000000001,295.58651000000003,304.77696000000003,314.09741000000002,323.54976999999997,333.14213000000001,342.87639999999999]
[null,"S",0.19459000000000001,0.93259000000000003,null,null,null,0.93919870000000005,0.97088409999999992,1.0015077000000001,1.0312504,1.0603122,1.0888549000000001,1.1168358,1.1443976,1.1715785000000001,1.1983594,1.2247593999999999]
[280,"V",7.6990000000000001E-4,7.2352E-2,-1.25,null,null,7.2819999999999996E-2,7.646E-2,7.9969999999999999E-2,8.3379999999999996E-2,8.6720000000000005E-2,0.09,9.3240000000000003E-2,9.6439999999999998E-2,9.9610000000000004E-2,0.10274999999999999,0.10587000000000001,0.10897,0.11205,0.11512,0.11817999999999999]
[null,"U",49.97,229.46,null,null,null,230.44,238.27,246.13,254.06,262.10000000000002,270.27,278.56,286.99,295.57,304.29000000000002,313.14999999999998,322.16000000000003,331.32,340.63,350.09]
[null,"H",50.18,249.72,null,null,null,250.83,259.68,268.52,277.41000000000003,286.38,295.47000000000003,304.67,314,323.45999999999998,333.06,342.8,352.68,362.7,372.87,383.18]
[null,"S",0.19828999999999999,0.93210000000000004,null,null,null,0.93620000000000003,0.96799999999999997,0.99870000000000003,1.0285,1.0576000000000001,1.0862000000000001,1.1142000000000001,1.1417999999999999,1.169,1.1958,1.2222,1.2483,1.2742,1.2997000000000001,1.325]
[293.01,"V",7.7229999999999996E-4,6.9254999999999997E-2,0,null,null,null,7.30871575E-2,7.6483320000000007E-2,7.9779482499999999E-2,8.3005645000000003E-2,8.6171807500000003E-2,8.9294717500000009E-2,9.2377627500000004E-2,9.5427285000000001E-2,9.8450195000000004E-2,0.101453105,0.10443601500000001,0.10739892500000001,0.1103485825,0.11328824]
[null,"U",51.63,230.16,null,null,null,null,238.0325675,245.92509250000001,253.87786,261.93737500000003,270.12363749999997,278.4266475,286.86965750000002,295.4561625,304.18592000000001,313.0556775,322.0721825,331.23868749999997,340.55194,350.01519250000001]
[null,"H",51.86,250.45,null,null,null,null,259.3580025,268.24028499999997,277.16281000000004,286.15882999999997,295.26834500000001,304.48786000000001,313.83087,323.30387999999999,332.91689000000002,342.66664750000001,352.55640499999998,362.5861625,372.76266750000002,383.07917250000003]
[null,"S",0.20438999999999999,0.93139000000000005,null,null,null,null,0.96357660000000001,0.99443922500000004,1.0243367999999999,1.0535343750000001,1.082199425,1.1102644750000001,1.1378969999999999,1.165129525,1.1919620499999999,1.218394575,1.2445271,1.2704271,1.2959596250000001,1.3212596249999999]
[314.83999999999997,"V",7.7629999999999995E-4,6.4612000000000003E-2,2,null,null,null,6.7427730000000005E-2,7.0632880000000009E-2,7.373803000000001E-2,7.677318000000001E-2,7.9748330000000006E-2,8.2674770000000009E-2,8.5561209999999999E-2,8.8408940000000005E-2,9.1235380000000005E-2,9.4041820000000012E-2,9.6828260000000013E-2,9.9594700000000008E-2,0.10234243000000001,0.10508016000000001]
[null,"U",54.3,231.27,null,null,null,null,237.63416999999998,245.58126999999999,253.57223999999999,261.66450000000003,269.87804999999997,278.20288999999997,286.66773000000001,295.26515000000001,304.01128,312.89741000000004,321.92482999999999,331.10224999999997,340.42095999999998,349.88967000000002]
[null,"H",54.55,251.61,null,null,null,null,258.81770999999998,267.77094,276.74804,285.78771999999998,294.92998,304.18224000000004,313.54707999999999,323.04192,332.67676,342.44288999999998,352.34902,362.39515,372.58257000000003,382.90998999999999]
[null,"S",0.21415000000000001,0.93030999999999997,null,null,null,null,0.95615440000000007,0.98728990000000005,1.0173512,1.0467124999999999,1.0754867000000001,1.1036609000000002,1.131348,1.1586350999999999,1.1855221999999999,1.2120092999999998,1.2381963999999999,1.2640963999999999,1.2896835,1.3149834999999999]
[320,"V",7.7720000000000003E-4,6.3603999999999994E-2,2.46,null,null,null,6.6089999999999996E-2,6.9250000000000006E-2,7.2309999999999999E-2,7.5300000000000006E-2,7.8229999999999994E-2,8.1110000000000002E-2,8.3949999999999997E-2,8.6749999999999994E-2,8.9529999999999998E-2,9.2289999999999997E-2,9.5030000000000003E-2,9.7750000000000004E-2,0.10045,0.10314]
[null,"U",54.92,231.52,null,null,null,null,237.54,245.5,253.5,261.60000000000002,269.82,278.14999999999998,286.62,295.22000000000003,303.97000000000003,312.86,321.89,331.07,340.39,349.86]
[null,"H",55.16,251.88,null,null,null,null,258.69,267.66000000000003,276.64999999999998,285.7,294.85000000000002,304.11,313.48,322.98,332.62,342.39,352.3,362.35,372.54,382.87]
[null,"S",0.21637000000000001,0.93006,null,null,null,null,0.95440000000000003,0.98560000000000003,1.0157,1.0450999999999999,1.0739000000000001,1.1021000000000001,1.1297999999999999,1.1571,1.1839999999999999,1.2104999999999999,1.2366999999999999,1.2625999999999999,1.2882,1.3134999999999999]
[337.9,"V",7.804E-4,6.0338000000000003E-2,4,null,null,null,6.282683E-2,6.5885471250000008E-2,6.8838742500000008E-2,7.1718210000000004E-2,7.4536782499999996E-2,7.7304907500000006E-2,8.0032808750000003E-2,8.2721828750000004E-2,8.538905875000001E-2,8.803517000000001E-2,9.0661057500000003E-2,9.3267616250000004E-2,9.585484625E-2,9.8431405E-2]
[null,"U",56.99,232.38,null,null,null,null,237.18871249999998,245.20465000000002,253.24492499999999,261.37177500000001,269.61415,277.96428749999995,286.44995,295.06561250000004,303.82456250000001,312.72575000000001,321.7647,330.95364999999998,340.28036249999997,349.75931250000002]
[null,"H",57.25,252.77,null,null,null,null,258.21788750000002,267.25725,276.29647499999999,285.38675000000001,294.56807500000002,303.8526875,313.2473,322.76519999999999,332.4208625,342.206525,352.12771250000003,362.18889999999999,372.39008749999999,382.7290375]
[null,"S",0.22387000000000001,0.92927000000000004,null,null,null,null,0.94905237500000006,0.98049850000000005,1.0107775000000001,1.040289375,1.069178875,1.0974683750000001,1.1252354999999998,1.15258025,1.1795249999999999,1.2060697499999999,1.2323145,1.2582368749999999,1.2838592499999999,1.3091816249999999]
[360,"V",7.8410000000000003E-4,5.6737999999999997E-2,5.82,null,null,null,5.8797999999999996E-2,6.1731500000000009E-2,6.4552999999999999E-2,6.7296000000000009E-2,6.9976999999999998E-2,7.2606999999999991E-2,7.5196499999999999E-2,7.7748499999999998E-2,8.0276500000000001E-2,8.2782000000000008E-2,8.5267000000000009E-2,8.7733500000000006E-2,9.0181499999999998E-2,9.2618000000000006E-2]
[null,"U",59.44,233.38,null,null,null,null,236.755,244.84,252.93,261.08999999999997,269.36,277.73500000000001,286.24,294.875,303.64499999999998,312.56,321.61,330.81,340.14499999999998,349.63499999999999]
[null,"H",59.72,253.81,null,null,null,null,257.63499999999999,266.76,275.86,285,294.22000000000003,303.53500000000003,312.95999999999998,322.5,332.17500000000001,341.98,351.91500000000002,361.99,372.20499999999998,382.55500000000001]
[null,"S",0.23269999999999999,0.92835999999999996,null,null,null,null,0.94245000000000001,0.97419999999999995,1.0047000000000001,1.0343499999999999,1.06335,1.09175,1.1195999999999999,1.147,1.1739999999999999,1.2006000000000001,1.2269000000000001,1.25285,1.2785,1.30385]
[362.23,"V",7.8450000000000004E-4,5.6397999999999997E-2,6,null,null,null,5.8391470999999993E-2,6.1312343625000001E-2,6.4120547249999993E-2,6.6849776999999999E-2,6.9516895249999988E-2,7.213295774999999E-2,7.4708492374999991E-2,7.7246666374999995E-2,7.9760617374999995E-2,8.2251929000000001E-2,8.4722712749999998E-2,8.7175080124999998E-2,8.9609031124999988E-2,9.20313985E-2]
[null,"U",59.68,233.48,null,null,null,null,236.71123624999998,244.80320499999999,252.8982225,261.06156750000002,269.33435499999996,277.71186374999996,286.21881500000001,294.85576624999999,303.62688125,312.54327499999999,321.59438999999998,330.79550499999999,340.13134124999999,349.62245625000003]
[null,"H",59.97,253.91,null,null,null,null,257.57618374999998,266.70982500000002,275.81595749999997,284.96097500000002,294.18487749999997,303.50294374999999,312.93101000000001,322.47323999999998,332.15019125000003,341.95714249999997,351.89353625000001,361.96993000000003,372.18632374999999,382.53743874999998]
[null,"S",0.23355999999999999,0.92827999999999999,null,null,null,null,0.94178378750000002,0.97356445000000003,1.0040867500000001,1.0337506875,1.0627618375000001,1.0911729875,1.11903135,1.1464369249999999,1.1734424999999999,1.200048075,1.2263536500000001,1.2523064374999999,1.277959225,1.3033120125]
[387.88,"V",7.8870000000000003E-4,5.2762000000000003E-2,8,null,null,null,5.3715475999999998E-2,5.64911055E-2,5.9146371000000003E-2,6.1717212E-2,6.4224659000000003E-2,6.6680408999999996E-2,6.9095310500000007E-2,7.1474454500000006E-2,7.3826810500000006E-2,7.6154924000000013E-2,7.8462189000000002E-2,8.0751999500000005E-2,8.3024355500000008E-2,8.5284165999999995E-2]
[null,"U",62.39,234.58,null,null,null,null,236.207855,244.37998000000002,252.53271000000001,260.73453000000001,269.03937999999999,277.44574499999999,285.97514000000001,294.63453499999997,303.418475,312.35089999999997,321.41483999999997,330.62878000000001,339.97423499999996,349.47817500000002]
[null,"H",62.69,255.04,null,null,null,null,256.89966499999997,266.1327,275.30937,284.51210000000003,293.78089,303.13422499999996,312.59755999999999,322.16543999999999,331.86483500000003,341.69423,351.64665499999995,361.73908,371.97150499999998,382.33544499999999]
[null,"S",0.24323,0.92732999999999999,null,null,null,null,0.93412085,0.96625419999999995,0.99703300000000006,1.0268572499999999,1.05599665,1.0845360499999999,1.1124905999999999,1.1399603,1.16703,1.1936997,1.2200694000000001,1.24605425,1.2717391,1.29712395]
[400,"V",7.9069999999999997E-4,5.1201000000000003E-2,8.91,null,null,null,5.1506000000000003E-2,5.4212999999999997E-2,5.6795999999999999E-2,5.9291999999999997E-2,6.1724000000000001E-2,6.4103999999999994E-2,6.6443000000000002E-2,6.8747000000000003E-2,7.1023000000000003E-2,7.3274000000000006E-2,7.5504000000000002E-2,7.7716999999999994E-2,7.9912999999999998E-2,8.2096000000000002E-2]
[null,"U",63.62,235.07,null,null,null,null,235.97,244.18,252.36,260.58,268.89999999999998,277.32,285.86,294.52999999999997,303.32,312.26,321.33,330.55,339.9,349.41]
[null,"H",63.94,255.55,null,null,null,null,256.58,265.86,275.07,284.3,293.58999999999997,302.95999999999998,312.44,322.02,331.73,341.57,351.53,361.63,371.87,382.24]
[null,"S",0.24761,0.92691000000000001,null,null,null,null,0.93049999999999999,0.96279999999999999,0.99370000000000003,1.0236000000000001,1.0528,1.0813999999999999,1.1093999999999999,1.1369,1.1639999999999999,1.1907000000000001,1.2171000000000001,1.2431000000000001,1.2687999999999999,1.2942]
[414.89,"V",7.9299999999999998E-4,4.9403000000000002E-2,10,null,null,null,null,5.2411607800000003E-2,5.4941003799999999E-2,5.7380719599999998E-2,5.9754797500000005E-2,6.2076130899999998E-2,6.4356017600000009E-2,6.660045760000001E-2,6.8816599800000003E-2,7.1007593100000002E-2,7.3177586400000008E-2,7.5330132999999994E-2,7.7465977399999997E-2,7.9588524000000008E-2]
[null,"U",65.099999999999994,235.67,null,null,null,null,null,243.91495800000001,252.13367200000002,260.38345199999998,268.72429799999998,277.16067700000002,285.71556700000002,294.39747899999998,303.19939099999999,312.14683600000001,321.22577000000001,330.45172600000001,339.80917099999999,349.32363800000002]
[null,"H",65.430000000000007,256.16000000000003,null,null,null,null,null,265.50263999999999,274.76326599999999,284.02900199999999,293.34729299999998,302.74260599999997,312.24047400000001,321.83834200000001,331.56323200000003,341.415144,351.38705599999997,361.49599000000001,371.74492400000003,382.12385799999998]
[null,"S",0.25285999999999997,0.92640999999999996,null,null,null,null,null,0.95915194999999998,0.99021574000000001,1.0202497500000001,1.0495390899999999,1.07819865,1.10625821,1.1338177700000001,1.16096244,1.1876922200000002,1.2141220000000001,1.2401517800000001,1.2658666699999999,1.2912964499999999]
[443.31,"V",7.9750000000000003E-4,4.6295000000000003E-2,12,null,null,null,null,4.8973356199999998E-2,5.1400440200000001E-2,5.3732728399999999E-2,5.5996252499999996E-2,5.8205611099999999E-2,6.0372670400000002E-2,6.2503430400000004E-2,6.4605324199999994E-2,6.6681784899999999E-2,6.8737245599999997E-2,7.0774406999999998E-2,7.27954346E-2,7.4802595999999999E-2]
[null,"U",67.83,236.75,null,null,null,null,null,243.40908200000001,251.70168800000002,260.008308,268.38894199999999,276.856583,285.43989299999998,294.144541,302.96918899999997,311.93084399999998,321.02682999999996,330.26415400000002,339.63580899999999,349.15880199999998]
[null,"H",68.180000000000007,257.27,null,null,null,null,null,264.82056,274.17781400000001,283.51175799999999,292.88404699999995,302.327674,311.859646,321.49161800000002,331.24492800000002,341.119576,351.11422399999998,361.24020999999999,371.50619599999999,381.90218199999998]
[null,"S",0.26246000000000003,0.92554000000000003,null,null,null,null,null,0.95218904999999998,0.98356546,1.01385525,1.04331511,1.07208835,1.1002615899999999,1.1279348300000001,1.1551647599999999,1.1819513800000001,1.2084380000000001,1.2345246200000002,1.2602679299999999,1.2857545500000001]
[450,"V",7.9849999999999995E-4,4.5619E-2,12.46,null,null,null,null,4.8163999999999998E-2,5.0567000000000001E-2,5.2873999999999997E-2,5.5111500000000001E-2,5.7294499999999998E-2,5.9435000000000002E-2,6.1538999999999996E-2,6.3614000000000004E-2,6.56635E-2,6.7692000000000002E-2,6.9702E-2,7.1695999999999996E-2,7.3675999999999991E-2]
[null,"U",68.45,237,null,null,null,null,null,243.29,251.6,259.92,268.31,276.78500000000003,285.375,294.08499999999998,302.91500000000002,311.88,320.98,330.22,339.59500000000003,349.12]
[null,"H",68.81,257.52999999999997,null,null,null,null,null,264.66000000000003,274.04000000000002,283.39,292.77499999999998,302.23,311.77,321.41000000000003,331.17,341.05,351.05,361.18,371.45,381.85]
[null,"S",0.26465,0.92535000000000001,null,null,null,null,null,0.95055000000000001,0.98199999999999998,1.0123500000000001,1.0418499999999999,1.0706500000000001,1.0988500000000001,1.1265499999999999,1.1537999999999999,1.1806000000000001,1.2071000000000001,1.2332000000000001,1.25895,1.2844500000000001]
[473.19,"V",8.0199999999999998E-4,4.3416999999999997E-2,14,null,null,null,null,4.53584738E-2,4.7677989800000001E-2,4.9897331599999997E-2,5.2044622499999998E-2,5.41362539E-2,5.6184689600000004E-2,5.8195929600000001E-2,6.0177705799999995E-2,6.2133750100000003E-2,6.4068794400000004E-2,6.5984642999999996E-2,6.7884955400000002E-2,6.9770803999999992E-2]
[null,"U",70.569999999999993,237.83,null,null,null,null,null,242.877218,251.247512,259.61389199999996,268.03635800000001,276.53686699999997,285.150057,293.87860899999998,302.72716099999997,311.703756,320.81766999999996,330.06694599999997,339.45354100000003,348.98549800000001]
[null,"H",70.95,258.37,null,null,null,null,null,264.10343999999998,273.56228599999997,282.96794199999999,292.39700299999998,301.89142599999997,311.45925400000004,321.12708200000003,330.91027200000002,340.80882399999996,350.82737600000002,360.97129000000001,371.25520399999999,381.66911799999997]
[null,"S",0.27204,0.92469999999999997,null,null,null,null,null,0.94486844999999997,0.97657354000000007,1.0071322500000002,1.03677139,1.0656641499999999,1.0939569099999999,1.12174967,1.14906924,1.1759156200000001,1.2024620000000001,1.2286083800000001,1.2543815700000001,1.27992795]
[500,"V",8.0590000000000002E-4,4.1118000000000002E-2,15.71,null,null,null,null,4.2115E-2,4.4338000000000002E-2,4.6455999999999997E-2,4.8499E-2,5.0485000000000002E-2,5.2427000000000001E-2,5.4330999999999997E-2,5.6204999999999998E-2,5.8053E-2,5.9880000000000003E-2,6.1686999999999999E-2,6.3478999999999994E-2,6.5255999999999995E-2,6.7020999999999997E-2,6.8775000000000003E-2]
[null,"U",72.930000000000007,238.75,null,null,null,null,null,242.4,250.84,259.26,267.72000000000003,276.25,284.89,293.64,302.51,311.5,320.63,329.89,339.29,348.83,358.51,368.33]
[null,"H",73.33,259.3,null,null,null,null,null,263.45999999999998,273.01,282.48,291.95999999999998,301.5,311.10000000000002,320.8,330.61,340.53,350.57,360.73,371.03,381.46,392.02,402.72]
[null,"S",0.28022999999999998,0.92400000000000004,null,null,null,null,null,0.93830000000000002,0.97030000000000005,1.0011000000000001,1.0308999999999999,1.0599000000000001,1.0883,1.1162000000000001,1.1435999999999999,1.1705000000000001,1.1971000000000001,1.2233000000000001,1.2491000000000001,1.2746999999999999,1.2999000000000001,1.3249]
[504.58,"V",8.0659999999999998E-4,4.0747999999999999E-2,16,null,null,null,null,4.1724425835992784E-2,4.3955386800000003E-2,4.6062532199999999E-2,4.8094128E-2,5.00684032E-2,5.19984036E-2,5.3890358200000002E-2,5.5752175399999999E-2,5.7587992599999999E-2,5.9402672400000002E-2,6.1197398E-2,6.2977032000000002E-2,6.474171179999999E-2,6.6494345799999993E-2,6.8235979799999999E-2]
[null,"U",73.319999999999993,238.9,null,null,null,null,null,242.31230192868045,250.765804,259.19587999999999,267.66320800000005,276.19961999999998,284.8442,293.598322,302.47152799999998,311.46473400000002,320.59702399999998,329.85977199999996,339.26160400000003,348.80343599999998,358.48480999999998,368.30618399999997]
[null,"H",73.73,259.45999999999998,null,null,null,null,null,263.34116275842928,272.90924000000001,282.39298000000002,291.88305599999995,301.430384,311.03725400000002,320.74275,330.55733000000004,340.48145199999999,350.52511599999997,360.68832200000003,370.99106999999998,381.42336,391.98564999999996,402.68748200000005]
[null,"S",0.28159000000000001,0.92388999999999999,null,null,null,null,null,0.93728575274039128,0.96936568000000001,1.0002069,1.0300389599999999,1.0590664400000001,1.0874847599999999,1.1153985000000002,1.14281224,1.1697259800000002,1.19633056,1.2225397200000001,1.24834888,1.27395346,1.2991626200000002,1.3241626200000001]
[537.52,"V",8.1130000000000004E-4,3.8270999999999999E-2,18,null,null,null,null,3.8915361870403779E-2,4.1203579200000007E-2,4.3232656799999998E-2,4.5182232000000003E-2,4.7072180800000002E-2,4.8915878400000001E-2,5.0721200799999998E-2,5.24953976E-2,5.4243594399999998E-2,5.5969665600000003E-2,5.7676112000000002E-2,5.9366808E-2,6.1042879199999997E-2,6.2706575200000003E-2,6.4359271199999998E-2]
[null,"U",76.08,239.96,null,null,null,null,null,241.68156514499793,250.23217600000001,258.73471999999998,267.254752,275.83727999999996,284.51479999999998,293.29856799999999,302.19483200000002,311.211096,320.35985599999998,329.64236799999998,339.05737600000003,348.61238399999996,358.30363999999997,368.13489599999997]
[null,"H",76.52,260.52999999999997,null,null,null,null,null,262.48646871097543,272.18455999999998,281.76712000000003,291.32966399999998,300.92969600000004,310.58597600000002,320.33100000000002,330.17851999999999,340.13228800000002,350.20230399999997,360.38856800000002,370.71107999999998,381.15983999999997,391.73859999999996,402.45360800000003]
[null,"S",0.29111999999999999,0.92310000000000003,null,null,null,null,null,0.92999114472041078,0.96264592000000004,0.9937836000000001,1.0238462399999999,1.0530713600000001,1.0816214399999999,1.109634,1.1371465599999999,1.1641591200000001,1.1907966400000001,1.2170716800000001,1.2429467199999999,1.26858424,1.2938592800000002,1.3188592800000001]
[550,"V",8.1300000000000003E-4,3.7407999999999997E-2,18.73,null,null,null,null,3.7851089912584991E-2,4.0161000000000002E-2,4.2160500000000004E-2,4.4079E-2,4.5937000000000006E-2,4.7747999999999999E-2,4.9520499999999995E-2,5.1261500000000002E-2,5.2976499999999996E-2,5.4669000000000002E-2,5.6342000000000003E-2,5.7998999999999995E-2,5.96415E-2,6.12715E-2,6.2890500000000002E-2]
[null,"U",77.099999999999994,240.35,null,null,null,null,null,241.4425974746774,250.03,258.56,267.10000000000002,275.7,284.39,293.185,302.08999999999997,311.11500000000001,320.27,329.56,338.98,348.54,358.23500000000001,368.07]
[null,"H",77.540000000000006,260.92,null,null,null,null,null,262.16265020119329,271.91000000000003,281.52999999999997,291.12,300.74,310.41500000000002,320.17500000000001,330.03500000000003,340,350.08,360.27499999999998,370.60500000000002,381.06,391.64499999999998,402.36500000000001]
[null,"S",0.29460999999999998,0.92281999999999997,null,null,null,null,null,0.9272274316636604,0.96009999999999995,0.99135000000000006,1.0215000000000001,1.0508000000000002,1.0794000000000001,1.10745,1.135,1.16205,1.1886999999999999,1.2150000000000001,1.2408999999999999,1.2665500000000001,1.2918500000000002,1.3168500000000001]
[572.07000000000005,"V",8.1610000000000005E-4,3.5969000000000001E-2,20,null,null,null,null,3.5969000000000001E-2,3.8317272200000002E-2,4.0264466299999996E-2,4.2128011999999992E-2,4.3929512800000001E-2,4.5682689399999997E-2,4.7397145299999992E-2,4.907943909999999E-2,5.0735732899999997E-2,5.2368864599999995E-2,5.3982716999999993E-2,5.5580127999999993E-2,5.716325969999999E-2,5.8733670699999997E-2,6.0293081699999994E-2]
[null,"U",78.86,241.02,null,null,null,null,null,241.02,249.67246599999999,258.25101999999998,266.82633200000004,275.45722999999998,284.16929999999996,292.98416300000002,301.90461199999999,310.94506100000001,320.11109600000003,329.41433799999999,338.843166,348.41199399999999,358.11361499999998,367.95523600000001]
[null,"H",79.319999999999993,261.58999999999997,null,null,null,null,null,261.58999999999997,271.42446000000001,281.11066999999997,290.74922399999997,300.40453600000001,310.112641,319.89912500000003,329.78119499999997,339.76605799999999,349.86371399999996,360.074163,370.41740499999997,380.88344000000001,391.47947499999998,402.208303]
[null,"S",0.30063000000000001,0.92234000000000005,null,null,null,null,null,0.92234000000000005,0.95559771999999998,0.98704635000000007,1.01735084,1.04678326,1.0754715400000001,1.10358775,1.1312039600000001,1.1583201700000001,1.1849922399999999,1.2113363800000001,1.2372805199999999,1.26295259,1.2882967300000001,1.31329673]
[600,"V",8.1990000000000003E-4,3.4294999999999999E-2,21.55,null,null,null,null,null,3.5984000000000002E-2,3.7865000000000003E-2,3.9659E-2,4.1389000000000002E-2,4.3069000000000003E-2,4.471E-2,4.6317999999999998E-2,4.7899999999999998E-2,4.9458000000000002E-2,5.0997000000000001E-2,5.2519000000000003E-2,5.4026999999999999E-2,5.5522000000000002E-2,5.7006000000000001E-2]
[null,"U",81.02,241.83,null,null,null,null,null,null,249.22,257.86,266.48,275.14999999999998,283.89,292.73,301.67,310.73,319.91000000000003,329.23,338.67,348.25,357.96,367.81]
[null,"H",81.510000000000005,262.39999999999998,null,null,null,null,null,null,270.81,280.58,290.27999999999997,299.98,309.73,319.55,329.46,339.47,349.59,359.82,370.18,380.66,391.27,402.01]
[null,"S",0.30798999999999999,0.92176999999999998,null,null,null,null,null,null,0.94989999999999997,0.98160000000000003,1.0121,1.0417000000000001,1.0705,1.0987,1.1264000000000001,1.1536,1.1802999999999999,1.2067000000000001,1.2326999999999999,1.2584,1.2838000000000001,1.3088]
[608.27,"V",8.2100000000000001E-4,3.3827999999999997E-2,22,null,null,null,null,null,3.5486311400000005E-2,3.7354823700000005E-2,3.91349301E-2,4.0850292200000006E-2,4.2515240800000006E-2,4.41409413E-2,4.57334764E-2,4.72997634E-2,4.8842050400000003E-2,5.0365254700000001E-2,5.1871376300000001E-2,5.3363497900000001E-2,5.4842536800000001E-2,5.6310575700000004E-2]
[null,"U",81.64,242.06,null,null,null,null,null,null,249.07610199999999,257.73843099999999,266.374144,275.055722,283.80564599999997,292.65308900000002,301.59970500000003,310.66549400000002,319.85045600000001,329.17376400000001,338.61789900000002,348.20120700000001,357.91451499999999,367.76699600000001]
[null,"H",82.14,262.64,null,null,null,null,null,null,270.61482799999999,280.41377299999999,290.13527499999998,299.85098800000003,309.61421999999999,319.44497100000001,329.36324099999996,339.38151100000005,349.508127,359.74391600000001,370.108878,380.59384,391.20797499999998,401.95211]
[null,"S",0.31011,0.92159999999999997,null,null,null,null,null,null,0.94836177999999993,0.98015275000000002,1.01071891,1.0403685300000001,1.0692098800000001,1.09744296,1.1251595000000001,1.15238431,1.17910085,1.20551739,1.2315339299999999,1.2572421999999999,1.2826504700000001,1.3076670099999999]
[646.17999999999995,"V",8.2609999999999997E-4,3.1834000000000001E-2,24,null,null,null,null,null,3.3204887600000003E-2,3.5016155800000004E-2,3.6732573400000003E-2,3.8380834800000006E-2,3.9976787200000002E-2,4.1532354200000003E-2,4.3053997600000005E-2,4.4548255600000003E-2,4.6018513600000005E-2,4.7469309800000005E-2,4.8902644200000005E-2,5.0321978600000004E-2,5.1727851200000008E-2,5.3122723800000007E-2]
[null,"U",84.44,243.1,null,null,null,null,null,null,248.41646800000001,257.18115399999999,265.88889599999999,274.62354799999997,283.41896400000002,292.30052599999999,301.27746999999999,310.36979600000001,319.57750400000003,328.915976,338.37906600000002,347.97753800000004,357.70600999999999,367.569864]
[null,"H",84.98,263.67,null,null,null,null,null,null,269.72015199999998,279.65178199999997,289.47184999999996,299.259592,309.08348000000001,318.96351399999998,328.91969399999999,338.97587400000003,349.13281799999999,359.39514399999996,369.78285199999999,380.29056000000003,390.92365000000001,401.68673999999999]
[null,"S",0.31957999999999998,0.92088000000000003,null,null,null,null,null,null,0.94131052000000004,0.97351849999999995,1.00438794,1.0342650200000001,1.0632959200000001,1.0916806399999999,1.1194729999999999,1.1468115400000001,1.1736039,1.20009626,1.2261886199999998,1.2519347999999999,1.27738098,1.3024733399999999]
[650,"V",8.2660000000000003E-4,3.1646000000000001E-2,24.2,null,null,null,null,null,3.2975000000000004E-2,3.4780500000000006E-2,3.6490499999999995E-2,3.8131999999999999E-2,3.9721000000000006E-2,4.1269500000000001E-2,4.2784000000000003E-2,4.4270999999999998E-2,4.5733999999999997E-2,4.7177499999999997E-2,4.8603500000000001E-2,5.0015500000000004E-2,5.1414000000000001E-2,5.2801500000000001E-2]
[null,"U",84.72,243.2,null,null,null,null,null,null,248.35,257.125,265.83999999999997,274.58,283.38,292.26499999999999,301.245,310.33999999999997,319.55,328.89,338.35500000000002,347.95499999999998,357.685,367.55]
[null,"H",85.26,263.77,null,null,null,null,null,null,269.63,279.57499999999999,289.40499999999997,299.2,309.02999999999997,318.91500000000002,328.875,338.935,349.09500000000003,359.36,369.75,380.26,390.89499999999998,401.66]
[null,"S",0.32051000000000002,0.92081000000000002,null,null,null,null,null,null,0.94059999999999999,0.97284999999999999,1.0037499999999999,1.0336500000000002,1.0627,1.0911,1.1189,1.14625,1.1730499999999999,1.1995499999999999,1.2256499999999999,1.2513999999999998,1.27685,1.3019499999999999]
[685.84,"V",8.3129999999999999E-4,2.9975999999999999E-2,26,null,null,null,null,null,3.0818148799999997E-2,3.2569530399999998E-2,3.4219319199999994E-2,3.5797382400000001E-2,3.7321153600000004E-2,3.8803349599999995E-2,4.0250828799999999E-2,4.1669732799999998E-2,4.30646368E-2,4.44396824E-2,4.5796869599999998E-2,4.7140056799999996E-2,4.8469385599999998E-2,4.9787714400000002E-2]
[null,"U",87.26,244.12,null,null,null,null,null,null,247.726384,256.59815199999997,265.38124799999997,274.171424,283.014432,291.93168800000001,300.94036,310.06044800000001,319.29195199999998,328.64628800000003,338.12920800000001,347.74354400000004,357.48788000000002,367.363632]
[null,"H",87.83,264.68,null,null,null,null,null,null,268.784176,278.85461599999996,288.77779999999996,298.640896,308.52823999999998,318.45983200000001,328.45567199999999,338.551512,348.740184,359.03027199999997,369.441776,379.97327999999999,390.62619999999998,401.40911999999997]
[null,"S",0.32902999999999999,0.92018,null,null,null,null,null,null,0.93393376000000006,0.96657799999999994,0.99776471999999994,1.02787976,1.0571089599999999,1.0856523199999999,1.113524,1.14098152,1.1678531999999999,1.1944248799999999,1.2205965599999999,1.2463823999999999,1.2718682400000001,1.29703992]
[700,"V",8.3310000000000003E-4,2.9361000000000002E-2,26.69,null,null,null,null,null,2.9966E-2,3.1696000000000002E-2,3.3321999999999997E-2,3.4875000000000003E-2,3.6373000000000003E-2,3.7829000000000002E-2,3.925E-2,4.0641999999999998E-2,4.2009999999999999E-2,4.3358000000000001E-2,4.4687999999999999E-2,4.6004000000000003E-2,4.7306000000000001E-2,4.8597000000000001E-2]
[null,"U",88.24,244.48,null,null,null,null,null,null,247.48,256.39,265.2,274.01,282.87,291.8,300.82,309.95,319.19,328.55,338.04,347.66,357.41,367.29]
[null,"H",88.82,265.02999999999997,null,null,null,null,null,null,268.45,278.57,288.52999999999997,298.42,308.33,318.27999999999997,328.29,338.4,348.6,358.9,369.32,379.86,390.52,401.31]
[null,"S",0.33229999999999998,0.91993999999999998,null,null,null,null,null,null,0.93130000000000002,0.96409999999999996,0.99539999999999995,1.0256000000000001,1.0548999999999999,1.0834999999999999,1.1113999999999999,1.1389,1.1657999999999999,1.1923999999999999,1.2185999999999999,1.2444,1.2699,1.2950999999999999]
[727.31,"V",8.3659999999999995E-4,2.8242E-2,28,null,null,null,null,null,2.8673182332955835E-2,3.0423080900000003E-2,3.2017947499999998E-2,3.3536263800000007E-2,3.4998487700000004E-2,3.6417073000000001E-2,3.7800112100000005E-2,3.9153878100000004E-2,4.0483371000000004E-2,4.1792317700000005E-2,4.3083537500000005E-2,4.4360211100000005E-2,4.5622884700000005E-2,4.6874558300000008E-2]
[null,"U",90.09,245.14,null,null,null,null,null,null,246.96194507361267,255.96123299999999,264.834046,273.68774200000001,282.58051399999999,291.537824,300.582403,309.73151999999999,318.98790600000001,328.36429200000003,337.86521600000003,347.49614000000003,357.25706400000001,367.14525700000002]
[null,"H",90.69,265.68,null,null,null,null,null,null,267.75797140430353,277.99102799999997,288.02749599999999,297.98030900000003,307.93400500000001,317.92223899999999,327.965011,338.09958999999998,348.32416899999998,358.64601699999997,369.082403,379.63878900000003,390.31244399999997,401.11336799999998]
[null,"S",0.33845999999999998,0.91947999999999996,null,null,null,null,null,null,0.92646353199320497,0.95970308999999998,0.99124888,1.0216127400000001,1.0510492899999999,1.0797585299999999,1.1077677699999999,1.13532239,1.1623043200000001,1.18895894,1.2151862499999999,1.24104087,1.2665681799999999,1.2917954899999999]
[750,"V",8.3949999999999997E-4,2.7370999999999999E-2,29.06,null,null,null,null,null,2.7599069082672706E-2,2.9365500000000003E-2,3.0934499999999997E-2,3.2424000000000001E-2,3.3856499999999998E-2,3.5243999999999998E-2,3.6595500000000003E-2,3.79175E-2,3.9215E-2,4.04915E-2,4.1750499999999996E-2,4.2994500000000005E-2,4.42245E-2,4.5443499999999998E-2]
[null,"U",91.59,245.67,null,null,null,null,null,null,246.53152887882217,255.60499999999999,264.52999999999997,273.42,282.33999999999997,291.32,300.38499999999999,309.55,318.82,328.21,337.72,347.36,357.13,367.02499999999998]
[null,"H",92.22,266.2,null,null,null,null,null,null,267.18301245753116,277.51,287.61,297.61500000000001,307.60500000000002,317.625,327.69499999999999,337.85,348.09500000000003,358.435,368.88499999999999,379.45499999999998,390.14,400.95]
[null,"S",0.34344999999999998,0.91912000000000005,null,null,null,null,null,null,0.92244524348810875,0.95604999999999996,0.98780000000000001,1.0183,1.0478499999999999,1.0766499999999999,1.1047500000000001,1.13235,1.1594,1.1860999999999999,1.2123499999999998,1.2382499999999999,1.2638,1.28905]
[770.64,"V",8.4210000000000003E-4,2.6622E-2,30,null,null,null,null,null,2.6622E-2,2.8403469600000002E-2,2.994894E-2,3.1412227200000004E-2,3.2817688800000001E-2,3.4176912000000004E-2,3.5499722400000003E-2,3.6792826399999999E-2,3.8061224000000005E-2,3.9308208800000001E-2,4.0537900000000002E-2,4.1752178399999999E-2,4.2952456799999997E-2,4.4141735200000004E-2]
[null,"U",92.93,246.14,null,null,null,null,null,null,246.14,255.28095199999998,264.253424,273.17644799999999,282.121216,291.12185599999998,300.20543199999997,309.38487999999995,318.66726399999999,328.06964800000003,337.58790399999998,347.23615999999998,357.01441600000004,366.91560800000002]
[null,"H",93.58,266.66000000000003,null,null,null,null,null,null,266.66000000000003,277.07243199999999,287.23022399999996,297.28269599999999,307.30572000000001,317.35461600000002,327.44938400000001,337.62295999999998,347.88653599999998,358.24304799999999,368.70543199999997,379.28781600000002,389.983136,400.80139199999996]
[null,"S",0.34788999999999998,0.91879,null,null,null,null,null,null,0.91879,0.9527269599999999,0.98466271999999999,1.0152865599999998,1.0449397599999999,1.0738223200000001,1.10200488,1.1296461599999998,1.1567580799999999,1.1834993599999999,1.20977,1.2357112800000001,1.2612819200000001,1.2865525599999998]
[800,"V",8.4579999999999996E-4,2.5621000000000001E-2,31.31,null,null,null,null,null,null,2.7035E-2,2.8546999999999999E-2,2.9973E-2,3.134E-2,3.2659000000000001E-2,3.3940999999999999E-2,3.5193000000000002E-2,3.6420000000000001E-2,3.7624999999999999E-2,3.8813E-2,3.9985E-2,4.1142999999999999E-2,4.2290000000000001E-2,4.3427E-2,4.4554000000000003E-2]
[null,"U",94.79,246.79,null,null,null,null,null,null,null,254.82,263.86,272.83,281.81,290.83999999999997,299.95,309.14999999999998,318.45,327.87,337.4,347.06,356.85,366.76,376.81,386.99]
[null,"H",95.47,267.29000000000002,null,null,null,null,null,null,null,276.45,286.69,296.81,306.88,316.97000000000003,327.10000000000002,337.3,347.59,357.97,368.45,379.05,389.76,400.59,411.55,422.64]
[null,"S",0.35404000000000002,0.91835,null,null,null,null,null,null,null,0.94799999999999995,0.98019999999999996,1.0109999999999999,1.0407999999999999,1.0698000000000001,1.0981000000000001,1.1257999999999999,1.153,1.1798,1.2060999999999999,1.2321,1.2577,1.2829999999999999,1.3080000000000001,1.3327]
[815.89,"V",8.4780000000000001E-4,2.5107999999999998E-2,32,null,null,null,null,null,null,2.6453426000000002E-2,2.79530318E-2,2.9364889700000001E-2,3.07159997E-2,3.2018791900000003E-2,3.32839485E-2,3.4518946200000004E-2,3.5728467200000003E-2,3.6916147099999998E-2,3.80865092E-2,3.9240871300000001E-2,4.0381233400000001E-2,4.1510436599999999E-2,4.2629480900000002E-2,4.3738366300000005E-2]
[null,"U",95.79,247.14,null,null,null,null,null,null,null,254.55145899999999,263.63436200000001,272.63455299999998,281.636799,290.68427800000001,299.80857900000001,309.02129099999996,318.330825,327.76035899999999,337.29830399999997,346.96465999999998,356.75942700000002,366.67578299999997,376.73054999999999,386.91531700000002]
[null,"H",96.48,267.62,null,null,null,null,null,null,null,276.08770800000002,286.38491199999999,296.543048,306.64323899999999,316.75707400000005,326.90773100000001,337.12362100000001,347.426333,357.81904500000002,368.311757,378.91970200000003,389.63923599999998,400.47718099999997,411.44353699999999,422.53830399999998]
[null,"S",0.35730000000000001,0.91810999999999998,null,null,null,null,null,null,null,0.94556882999999992,0.97794362000000001,1.0088707399999999,1.03876608,1.06782964,1.0961773100000001,1.12392498,1.1511567600000001,1.1779885400000001,1.2043203199999999,1.2303362099999999,1.2559521,1.2812679899999999,1.3062838800000001,1.33101566]
[850,"V",8.52E-4,2.4069E-2,33.450000000000003,null,null,null,null,null,null,2.5204999999999998E-2,2.6678E-2,2.8059500000000001E-2,2.93765E-2,3.0644499999999998E-2,3.1873499999999999E-2,3.3072000000000004E-2,3.4243999999999997E-2,3.5394499999999995E-2,3.6527000000000004E-2,3.7643499999999996E-2,3.8746000000000003E-2,3.9836999999999997E-2,4.0917499999999996E-2,4.1987499999999997E-2]
[null,"U",97.87,247.85,null,null,null,null,null,null,null,253.97499999999999,263.14999999999998,272.21499999999997,281.26499999999999,290.35000000000002,299.505,308.745,318.07499999999999,327.52499999999998,337.08,346.76,356.565,366.495,376.56,386.755]
[null,"H",98.6,268.31,null,null,null,null,null,null,null,275.31,285.73,295.97000000000003,306.13499999999999,316.3,326.495,336.745,347.07499999999999,357.495,368.01499999999999,378.64,389.38,400.23500000000001,411.21499999999997,422.32]
[null,"S",0.36413000000000001,0.91761999999999999,null,null,null,null,null,null,null,0.94035000000000002,0.97309999999999997,1.0043,1.0344,1.0636000000000001,1.09205,1.1198999999999999,1.1472,1.1741000000000001,1.2004999999999999,1.22655,1.2522,1.27755,1.3026,1.3273999999999999]
[863.11,"V",8.5360000000000004E-4,2.3691E-2,34,null,null,null,null,null,null,2.4725173999999999E-2,2.6187948199999998E-2,2.7557780299999998E-2,2.88616703E-2,3.0116298100000001E-2,3.1331401500000002E-2,3.2515873799999997E-2,3.3673452799999996E-2,3.4809662899999996E-2,3.5927610800000002E-2,3.70295587E-2,3.8117506599999997E-2,3.9193823400000001E-2,4.02595091E-2,4.1314563700000001E-2]
[null,"U",98.66,248.12,null,null,null,null,null,null,null,253.75344099999998,262.96383800000001,272.05374699999999,281.12210100000004,290.22152199999999,299.38832100000002,308.63880899999998,317.976675,327.43454100000002,336.99609599999997,346.68133999999998,356.490273,366.42551700000001,376.49445000000003,386.69338299999998]
[null,"H",99.4,268.57,null,null,null,null,null,null,null,275.01109200000002,285.47828799999996,295.749752,305.939661,316.124326,326.33636899999999,336.59947900000003,346.93996699999997,357.37045499999999,367.90094299999998,378.53249800000003,389.28036400000002,400.14191899999997,411.127163,422.23609599999997]
[null,"S",0.36670000000000003,0.91742999999999997,null,null,null,null,null,null,null,0.93834416999999992,0.97123837999999996,1.0025432599999999,1.03272192,1.06197436,1.09046369,1.11835302,1.14567924,1.17260546,1.19903168,1.22509479,1.2507579,1.27612101,1.3011841200000001,1.3260103400000001]
[900,"V",8.5800000000000004E-4,2.2682999999999998E-2,35.51,null,null,null,null,null,null,2.3375E-2,2.4809000000000001E-2,2.6145999999999999E-2,2.7413E-2,2.8629999999999999E-2,2.9805999999999999E-2,3.0950999999999999E-2,3.2067999999999999E-2,3.3163999999999999E-2,3.4241000000000001E-2,3.5302E-2,3.6348999999999999E-2,3.7384000000000001E-2,3.8407999999999998E-2,3.9420999999999998E-2]
[null,"U",100.83,248.85,null,null,null,null,null,null,null,253.13,262.44,271.60000000000002,280.72000000000003,289.86,299.06,308.33999999999997,317.7,327.18,336.76,346.46,356.28,366.23,376.31,386.52]
[null,"H",101.61,269.26,null,null,null,null,null,null,null,274.17,284.77,295.13,305.39,315.63,325.89,336.19,346.56,357.02,367.58,378.23,389,399.88,410.88,422]
[null,"S",0.37376999999999999,0.91691999999999996,null,null,null,null,null,null,null,0.93269999999999997,0.96599999999999997,0.99760000000000004,1.028,1.0573999999999999,1.0860000000000001,1.1140000000000001,1.1414,1.1684000000000001,1.1949000000000001,1.2210000000000001,1.2466999999999999,1.2721,1.2971999999999999,1.3221000000000001]
[912.35,"V",8.5950000000000002E-4,2.2363999999999998E-2,36,null,null,null,null,null,null,2.3008328499999998E-2,2.44368945E-2,2.5765866999999998E-2,2.7023728E-2,2.8230847999999999E-2,2.9396720999999997E-2,3.0531223499999999E-2,3.1637725999999998E-2,3.2722858000000001E-2,3.3788989999999998E-2,3.4839122E-2,3.5875130499999998E-2,3.68990155E-2,3.7912023999999996E-2,3.8914155999999998E-2]
[null,"U",101.55,249.08,null,null,null,null,null,null,null,252.90399500000001,262.25475,271.44192000000004,280.580445,289.73650000000004,298.94761499999998,308.23749499999997,317.60613999999998,327.09231499999999,336.67972500000002,346.38466499999998,356.20960499999995,366.16454500000003,376.24824999999998,386.46071999999998]
[null,"H",102.33,269.49,null,null,null,null,null,null,null,273.86619000000002,284.519295,294.91387500000002,305.19981000000001,315.45956999999999,325.73562499999997,336.05044500000002,346.432795,356.90143999999998,367.47008499999998,378.12749500000001,388.90366999999998,399.78984500000001,410.79602,421.92095999999998]
[null,"S",0.37608999999999998,0.91674999999999995,null,null,null,null,null,null,null,0.93087219999999993,0.96433274999999996,0.99604389999999998,1.026518,1.0559673999999999,1.0846168,1.1126538500000001,1.1400908999999999,1.1671156,1.19362795,1.21975265,1.2454773499999998,1.2708896999999999,1.29600205,1.3209020499999999]
[950,"V",8.6410000000000002E-4,2.1437999999999999E-2,37.479999999999997,null,null,null,null,null,null,2.18905E-2,2.33025E-2,2.4607E-2,2.5836999999999999E-2,2.7014E-2,2.8149E-2,2.92515E-2,3.0325999999999999E-2,3.1378000000000003E-2,3.2411000000000002E-2,3.3427999999999999E-2,3.4430499999999996E-2,3.5420500000000001E-2,3.6400000000000002E-2,3.7368999999999999E-2]
[null,"U",103.69,249.79,null,null,null,null,null,null,null,252.215,261.69,270.96000000000004,280.15499999999997,289.36,298.60500000000002,307.92499999999995,317.32,326.82500000000005,336.435,346.15499999999997,355.995,365.96500000000003,376.06,386.28]
[null,"H",104.51,270.14999999999998,null,null,null,null,null,null,null,272.94,283.755,294.255,304.62,314.94,325.26499999999999,335.625,346.04499999999996,356.53999999999996,367.13499999999999,377.815,388.61,399.51499999999999,410.53999999999996,421.68]
[null,"S",0.38301000000000002,0.91624000000000005,null,null,null,null,null,null,null,0.92530000000000001,0.95924999999999994,0.99130000000000007,1.022,1.0516000000000001,1.0804,1.1085500000000001,1.1360999999999999,1.1632,1.1897500000000001,1.2159500000000001,1.2417499999999999,1.2671999999999999,1.2923499999999999,1.31725]
[963.68,"V",8.6569999999999995E-4,2.1118999999999999E-2,38,null,null,null,null,null,null,2.1484340800000001E-2,2.2890321600000003E-2,2.4185929600000003E-2,2.5405806400000001E-2,2.65718624E-2,2.7695644800000002E-2,2.8786516800000002E-2,2.9849388800000001E-2,3.0889350400000001E-2,3.1910312000000003E-2,3.2915273600000003E-2,3.39055984E-2,3.4883286400000005E-2,3.58506112E-2,3.68075728E-2]
[null,"U",104.45,250.04,null,null,null,null,null,null,null,251.96465600000002,261.48480000000001,270.784896,280.00041599999997,289.22320000000002,298.48051199999998,307.81145599999996,317.21603199999998,326.72787200000005,336.34608000000003,346.071552,355.91702399999997,365.89249599999999,375.99160000000001,386.214336]
[null,"H",105.29,270.39,null,null,null,null,null,null,null,272.60347200000001,283.47729600000002,294.01560000000001,304.40932800000002,314.751216,325.09399999999999,335.470416,345.90409599999998,356.40867199999997,367.01324799999998,377.70145600000001,388.50329600000003,399.41513599999996,410.44697600000001,421.59244799999999]
[null,"S",0.38547999999999999,0.91605999999999999,null,null,null,null,null,null,null,0.92327535999999999,0.95740320000000001,0.98957632000000006,1.0203584000000001,1.05001312,1.07886784,1.1070588800000001,1.13464992,1.1617772799999999,1.1883409600000001,1.2145683200000001,1.24039568,1.2658593600000001,1.29102304,1.3159230399999999]
[1000,"V",8.7000000000000001E-4,2.0313000000000001E-2,39.369999999999997,null,null,null,null,null,null,2.0406000000000001E-2,2.1795999999999999E-2,2.3068000000000002E-2,2.4261000000000001E-2,2.5398E-2,2.6492000000000002E-2,2.7552E-2,2.8583999999999998E-2,2.9592E-2,3.0581000000000001E-2,3.1553999999999999E-2,3.2511999999999999E-2,3.3457000000000001E-2,3.4391999999999999E-2,3.5317000000000001E-2]
[null,"U",106.45,250.68,null,null,null,null,null,null,null,251.3,260.94,270.32,279.58999999999997,288.86,298.14999999999998,307.51,316.94,326.47000000000003,336.11,345.85,355.71,365.7,375.81,386.04]
[null,"H",107.32,270.99,null,null,null,null,null,null,null,271.70999999999998,282.74,293.38,303.85000000000002,314.25,324.64,335.06,345.53,356.06,366.69,377.4,388.22,399.15,410.2,421.36]
[null,"S",0.39189000000000002,0.91557999999999995,null,null,null,null,null,null,null,0.91790000000000005,0.95250000000000001,0.98499999999999999,1.016,1.0458000000000001,1.0748,1.1031,1.1308,1.1579999999999999,1.1846000000000001,1.2109000000000001,1.2367999999999999,1.2623,1.2875000000000001,1.3124]
[1017.1,"V",8.7200000000000005E-4,1.9952000000000001E-2,40,null,null,null,null,null,null,1.9952000000000001E-2,2.1403127500000001E-2,2.2669228E-2,2.38541055E-2,2.4981700499999999E-2,2.6065697000000002E-2,2.7115094999999999E-2,2.8136321999999998E-2,2.9133377999999998E-2,3.0111177499999999E-2,3.1072891499999998E-2,3.2019605499999999E-2,3.2953319500000001E-2,3.38768625E-2,3.4790405500000003E-2]
[null,"U",107.38,250.97,null,null,null,null,null,null,null,250.97,260.65699499999999,270.08402000000001,279.38650999999999,288.67959500000001,297.988405,307.36379499999998,316.80662000000001,326.34688,335.99543,345.74398000000002,355.61167499999999,365.60680500000001,375.72193499999997,385.95792]
[null,"H",108.26,271.27,null,null,null,null,null,null,null,271.27,282.35781500000002,293.06022999999999,303.57298000000003,314.00547,324.42026499999997,334.86078500000002,345.34788499999996,355.89327500000002,366.53524499999997,377.25635999999997,388.08662000000004,399.02517,410.08200999999997,421.24970500000001]
[null,"S",0.39485999999999999,0.91535999999999995,null,null,null,null,null,null,null,0.91535999999999995,0.95029410000000003,0.98298220000000003,1.0141019,1.0440045,1.0730728999999999,1.1014327500000001,1.1291755000000001,1.1564097,1.1830439000000001,1.2093695500000001,1.2352951999999999,1.2608123,1.2860294000000001,1.3109465]
[1072.8,"V",8.786E-4,1.8855E-2,42,null,null,null,null,null,null,null,1.9873553090000003E-2,2.1116685008E-2,2.2269939097999999E-2,2.3360917517999999E-2,2.4405967292000001E-2,2.5414088420000001E-2,2.6393372791999999E-2,2.7347820408E-2,2.828201289E-2,2.9199786993999999E-2,3.0102561098E-2,3.0992335202000003E-2,3.1871272550000003E-2,3.2740209898E-2]
[null,"U",110.32,251.89,null,null,null,null,null,null,null,null,259.55516882000001,269.16527672000001,278.59426035999996,287.97722242000003,297.35926558,306.79457361999999,316.28733032000002,325.86753568,335.54937347999999,345.33121127999999,355.2288653,365.24396798000004,375.37907065999997,385.63835712000002]
[null,"H",111.26,272.12,null,null,null,null,null,null,null,null,280.86985034000003,291.81526628,302.49445528000001,313.05343892000002,323.56476853999999,334.08517926000002,344.63885485999998,355.24416289999999,365.93273582,376.69712496,387.56733032000005,398.53916812,409.62263836,420.82029238000001]
[null,"S",0.40425,0.91464000000000001,null,null,null,null,null,null,null,null,0.94170584759999998,0.97512627920000006,1.0067120084000001,1.0370140619999999,1.0663487643999998,1.094941629,1.1228508180000001,1.1502181692,1.1769855204000002,1.2034110338000001,1.2294365472,1.2550202228,1.2803038984000001,1.3052875740000001]
[1130.7,"V",8.8540000000000005E-4,1.7824E-2,44,null,null,null,null,null,null,null,1.8793167499999999E-2,2.0020076000000001E-2,2.11509935E-2,2.2216108499999998E-2,2.3233649000000002E-2,2.4212615E-2,2.5162273999999998E-2,2.6086625999999998E-2,2.6990017499999998E-2,2.7876755499999996E-2,2.87484935E-2,2.9607231499999997E-2,3.0454662499999997E-2,3.12920935E-2]
[null,"U",113.28,252.8,null,null,null,null,null,null,null,null,258.77691499999997,268.51634000000001,278.03467000000001,287.48111499999999,296.91488499999997,306.392515,315.92054000000002,325.52895999999998,335.23430999999999,345.03966000000003,354.95847500000002,364.987685,375.13689499999998,385.41264000000001]
[null,"H",114.28,272.95,null,null,null,null,null,null,null,null,279.81885499999999,290.93590999999998,301.73266000000001,312.38099,322.96050500000001,333.53734500000002,344.13804499999998,354.78567500000003,365.50716499999999,376.30212,387.20054000000005,398.19588999999996,409.29816999999997,420.51698499999998]
[null,"S",0.41363,0.91391,null,null,null,null,null,null,null,null,0.93563969999999996,0.96957740000000003,1.0014923,1.0320765000000001,1.0615992999999999,1.09035675,1.1183835,1.1458448999999999,1.1727063000000002,1.19920235,1.2252984,1.2509291,1.2762598000000001,1.3012905000000001]
[1191,"V",8.9240000000000001E-4,1.6853E-2,46,null,null,null,null,null,null,null,1.7407775E-2,1.8613879999999999E-2,1.9716154999999999E-2,2.0748104999999999E-2,2.1730370000000002E-2,2.267195E-2,2.358362E-2,2.4469379999999999E-2,2.5333275000000002E-2,2.6180215E-2,2.7012154999999999E-2,2.7831095E-2,2.8638125E-2,2.9435155000000001E-2]
[null,"U",116.26,253.68,null,null,null,null,null,null,null,null,257.77895000000001,267.68419999999998,277.31709999999998,286.84494999999998,296.34505000000001,305.87695000000002,315.4502,325.09479999999996,334.83029999999997,344.66579999999999,354.61175000000003,364.65905000000004,374.82634999999999,385.1232]
[null,"H",117.32,273.75,null,null,null,null,null,null,null,null,278.47114999999997,289.80829999999997,300.75580000000002,311.51869999999997,322.18565000000001,332.83485000000002,343.49584999999996,354.19774999999998,364.96145000000001,375.79560000000004,386.73020000000002,397.75569999999999,408.88209999999998,420.12804999999997]
[null,"S",0.42302000000000001,0.91315000000000002,null,null,null,null,null,null,null,null,0.92786099999999994,0.96246200000000004,0.99479899999999999,1.0257449999999999,1.055509,1.0844775,1.1126549999999999,1.1402369999999999,1.167219,1.1938055000000001,1.219992,1.2456829999999999,1.271074,1.296165]
[1200,"V",8.9340000000000003E-4,1.6715000000000001E-2,46.29,null,null,null,null,null,null,null,1.7201000000000001E-2,1.8404E-2,1.9501999999999999E-2,2.0528999999999999E-2,2.1506000000000001E-2,2.2442E-2,2.3348000000000001E-2,2.4228E-2,2.5086000000000001E-2,2.5926999999999999E-2,2.6752999999999999E-2,2.7566E-2,2.8367E-2,2.9158E-2]
[null,"U",116.7,253.81,null,null,null,null,null,null,null,null,257.63,267.56,277.20999999999998,286.75,296.26,305.8,315.38,325.02999999999997,334.77,344.61,354.56,364.61,374.78,385.08]
[null,"H",117.77,273.87,null,null,null,null,null,null,null,null,278.27,289.64,300.61,311.39,322.07,332.73,343.4,354.11,364.88,375.72,386.66,397.69,408.82,420.07]
[null,"S",0.42441000000000001,0.91303000000000001,null,null,null,null,null,null,null,null,0.92669999999999997,0.96140000000000003,0.99380000000000002,1.0247999999999999,1.0546,1.0835999999999999,1.1117999999999999,1.1394,1.1664000000000001,1.1930000000000001,1.2192000000000001,1.2448999999999999,1.2703,1.2954000000000001]
[1253.5999999999999,"V",8.9959999999999997E-4,1.5938999999999998E-2,48,null,null,null,null,null,null,null,null,1.7956058000000004E-2,1.9061566000000002E-2,2.0088250000000002E-2,2.1059254000000003E-2,2.1989284000000001E-2,2.2886242000000001E-2,2.3756664000000004E-2,2.4604916000000004E-2,2.5435900000000001E-2,2.6250616000000001E-2,2.7052332000000002E-2,2.7842146000000002E-2,2.8621960000000002E-2]
[null,"U",119.26,254.55,null,null,null,null,null,null,null,null,null,266.60476,276.43901999999997,286.10210000000001,295.69641999999999,305.291,314.92388,324.61872,334.39820000000003,344.25866000000002,354.22643999999997,364.31153999999998,374.50396000000001,384.81004000000001]
[null,"H",120.39,274.52999999999997,null,null,null,null,null,null,null,null,null,288.36506000000003,299.57050000000004,310.50306,321.29881999999998,332.04216000000002,342.77843999999999,353.54302000000001,364.36322000000001,375.25074000000001,386.22289999999998,397.27969999999999,408.44382000000002,419.71159999999998]
[null,"S",0.43242000000000003,0.91235999999999995,null,null,null,null,null,null,null,null,null,0.95577259999999997,0.98892820000000003,1.0203132000000001,1.0504544,1.079642,1.1080394,1.13581,1.1629172000000001,1.1895976000000001,1.215878,1.241695,1.2671486000000001,1.2923022]
[1386.2,"V",9.1500000000000001E-4,1.4265E-2,52,null,null,null,null,null,null,null,null,1.5283173499999999E-2,1.63429345E-2,1.7311937499999999E-2,1.8218630499999999E-2,1.9080702999999997E-2,1.9907051500000002E-2,2.0705537999999999E-2,2.1480196999999999E-2,2.2236924999999998E-2,2.2976721999999998E-2,2.3703518999999999E-2,2.4417419499999996E-2,2.5121320000000003E-2]
[null,"U",125.33,256.20999999999998,null,null,null,null,null,null,null,null,null,264.66217,274.79146500000002,284.66007500000001,294.41351499999996,304.13074999999998,313.86971,323.65073999999998,333.50315000000001,343.42659499999996,353.45073000000002,363.585555,373.82107000000002,384.16693000000004]
[null,"H",126.59,275.98,null,null,null,null,null,null,null,null,null,285.74289500000003,297.332875,308.54389499999996,319.55181499999998,330.46422000000001,341.33972999999997,352.22696499999995,363.146615,374.12695500000001,385.178675,396.30177499999996,407.52556500000003,418.84969999999998]
[null,"S",0.45125999999999999,0.91066999999999998,null,null,null,null,null,null,null,null,null,0.94049044999999998,0.97477315000000009,1.0069869,1.0377247999999999,1.0673765,1.09613855,1.1242075,1.1515799,1.1784592,1.2049384999999999,1.23092125,1.25650745,1.28179365]
[1400,"V",9.1660000000000005E-4,1.4107E-2,52.4,null,null,null,null,null,null,null,null,1.5004999999999999E-2,1.6060000000000001E-2,1.7023E-2,1.7923000000000001E-2,1.8778E-2,1.9597E-2,2.0388E-2,2.1155E-2,2.1904E-2,2.2636E-2,2.3355000000000001E-2,2.4060999999999999E-2,2.4757000000000001E-2]
[null,"U",125.94,256.37,null,null,null,null,null,null,null,null,null,264.45999999999998,274.62,284.51,294.27999999999997,304.01,313.76,323.55,333.41,343.34,353.37,363.51,373.75,384.1]
[null,"H",127.22,276.12,null,null,null,null,null,null,null,null,null,285.47000000000003,297.10000000000002,308.33999999999997,319.37,330.3,341.19,352.09,363.02,374.01,385.07,396.2,407.43,418.76]
[null,"S",0.45315,0.91049999999999998,null,null,null,null,null,null,null,null,null,0.93889999999999996,0.97330000000000005,1.0056,1.0364,1.0661,1.0949,1.123,1.1504000000000001,1.1773,1.2038,1.2298,1.2554000000000001,1.2806999999999999]
[1529.1,"V",9.3170000000000004E-4,1.2770999999999999E-2,56,null,null,null,null,null,null,null,null,1.3635910666666667E-2,1.4709863166666668E-2,1.5666087333333335E-2,1.65475655E-2,1.7377407000000004E-2,1.81686665E-2,1.8928871333333337E-2,1.9663903333333333E-2,2.0379408000000002E-2,2.107726716666667E-2,2.1761244500000002E-2,2.2432576333333336E-2,2.309390816666667E-2]
[null,"U",131.49,257.77,null,null,null,null,null,null,null,null,null,262.00431166666664,272.68524500000001,282.88998833333329,292.87663666666668,302.77455499999996,312.64547166666665,322.54584166666666,332.48566499999998,342.49903333333333,352.58831000000004,362.77231333333333,373.05867999999998,383.45622833333334]
[null,"H",132.91,277.3,null,null,null,null,null,null,null,null,null,282.18953499999998,294.50256666666667,306.15476999999998,317.47951333333333,328.62261666666666,339.69226333333336,350.73372666666666,361.77818833333333,372.86737666666664,384.00483666666668,395.21702333333332,406.51393666666667,417.90321333333333]
[null,"S",0.47017999999999999,0.90880000000000005,null,null,null,null,null,null,null,null,null,0.92441804999999999,0.96088541666666671,0.99438911666666674,1.0259464333333335,1.05627465,1.08556195,1.1139965166666668,1.1417428999999999,1.16883655,1.1955301999999999,1.2217356666666666,1.2474647666666667,1.2728938666666667]
[1600,"V",9.3999999999999997E-4,1.2123E-2,57.88,null,null,null,null,null,null,null,null,1.2371999999999999E-2,1.3429999999999999E-2,1.4362E-2,1.5214999999999999E-2,1.6014E-2,1.6773E-2,1.7500000000000002E-2,1.8200999999999998E-2,1.8881999999999999E-2,1.9545E-2,2.0194E-2,2.0830000000000001E-2,2.1455999999999999E-2]
[null,"U",134.43,258.47000000000003,null,null,null,null,null,null,null,null,null,260.89,271.76,282.08999999999997,292.17,302.14,312.07,322.02,332,342.05,352.17,362.38,372.69,383.11]
[null,"H",135.93,277.86,null,null,null,null,null,null,null,null,null,280.69,293.25,305.07,316.52,327.76,338.91,350.02,361.12,372.26,383.44,394.69,406.02,417.44]
[null,"S",0.47910999999999998,0.90783999999999998,null,null,null,null,null,null,null,null,null,0.9163,0.95350000000000001,0.98750000000000004,1.0194000000000001,1.05,1.0794999999999999,1.1081000000000001,1.1359999999999999,1.1632,1.19,1.2162999999999999,1.2421,1.2676000000000001]
[1682.8,"V",9.4979999999999999E-4,1.1434E-2,60]
[null,"U",137.76,259.22000000000003]
[null,"H",139.36000000000001,278.45999999999998]
[null,"S",0.48920000000000002,0.90669]
[1800,"V",9.6389999999999996E-4,1.0559000000000001E-2,62.87]
[null,"U",142.33000000000001,260.17]
[null,"H",144.07,279.17]
[null,"S",0.50294000000000005,0.90498000000000001]
[1891,"V",9.7499999999999996E-4,9.9500000000000005E-3,65]
[null,"U",145.77000000000001,260.82]
[null,"H",147.62,279.64]
[null,"S",0.51319999999999999,0.90359]
[2000,"V",9.8860000000000007E-4,9.2879999999999994E-3,67.45]
[null,"U",149.78,261.51]
[null,"H",151.76,280.08999999999997]
[null,"S",0.52508999999999995,0.90183999999999997]
[2118.1999999999998,"V",1.0036999999999999E-3,8.6420000000000004E-3,70]
[null,"U",154.01,262.14999999999998]
[null,"H",156.13,280.45999999999998]
[null,"S",0.53754999999999997,0.89981999999999995]
[2365.8000000000002,"V",1.0372000000000001E-3,7.4799999999999997E-3,75]
[null,"U",162.53,263.13]
[null,"H",164.98,280.82]
[null,"S",0.56240999999999997,0.89512000000000003]
[2500,"V",1.0566E-3,6.9360000000000003E-3,77.540000000000006]
[null,"U",166.99,263.45]
[null,"H",169.63,280.79000000000002]
[null,"S",0.57530999999999999,0.89226000000000005]
[2635.3,"V",1.0771999999999999E-3,6.4359999999999999E-3,80]
[null,"U",171.4,263.63]
[null,"H",174.24,280.58999999999997]
[null,"S",0.58799999999999997,0.88912000000000002]
[2928.2,"V",1.127E-3,5.4860000000000004E-3,85]
[null,"U",180.77,263.44]
[null,"H",184.07,279.51]
[null,"S",0.61473,0.88117000000000001]
[3000,"V",1.1406000000000001E-3,5.2750000000000002E-3,86.16]
[null,"U",183.04,263.26]
[null,"H",186.46,279.08999999999997]
[null,"S",0.62117999999999995,0.87894000000000005]
[3246.9,"V",1.1931999999999999E-3,4.5989999999999998E-3,90]
[null,"U",190.89,262.18]
[null,"H",194.76,277.11]
[null,"S",0.64336000000000004,0.87009999999999998]
[3594.1,"V",1.2933E-3,3.7260000000000001E-3,95]
[null,"U",202.4,258.87]
[null,"H",207.05,272.26]
[null,"S",0.67578000000000005,0.85289000000000004]
[3975.1,"V",1.5269000000000001E-3,2.63E-3,100]
[null,"U",218.72,247.91]
[null,"H",224.79,258.37]
[null,"S",0.72216999999999998,0.81215000000000004]
[4067,"V",1.9530000000000001E-3,1.9530000000000001E-3,101.1]
[null,"U",222.36089999999999,222.36089999999999]
[null,"H",228.74770000000001,228.74770000000001]
[null,"S",0.73250000000000004,0.73250000000000004]

{"sheet":"CALCULOS","index":2,"n_rows":87,"n_cols":87,"rows_kept":87,"cut":false,"hidden":true,"merged":[[1,9,1,11],[1,5,1,8],[0,26,0,28],[0,14,0,16],[0,21,0,23],[0,18,0,20],[0,84,0,86],[0,43,0,45],[0,32,0,34],[0,63,0,65],[0,1,0,3],[0,5,0,11],[0,38,0,40],[0,74,0,76],[0,79,0,81],[0,69,0,71],[0,57,0,59],[0,50,0,52]]}
[null,"SOBRESATURACION",null,null,null,"SATURACION",null,null,null,null,null,null,null,null,"ENTROPIA",null,null,null,"VOLUMEN DADO",null,null,"ENTALPIA",null,null,null,null,"INTERNA",null,null,null,null,null,"VOLUMEN",null,null,null,null,null,"SOBRESATURACION/SATURACION",null,null,null,null,"CALIDAD/ENTROPIA",null,null,null,null,null,null,"CALIDAD/ENTALPIA",null,null,null,null,null,null,"TEMPERATURA/ENTALPIA  SS",null,null,null,null,null,"TEMPERATURA/ENTROPIA  SS",null,null,null,null,null,"TEMPERATURA/INTERNA  SS",null,null,null,null,"TEMPERATURA/VOLUMEN  SS",null,null,null,null,"PRESION/VOLUMEN  SS",null,null,null,null,"PRESION/ENTROPIA  LCOMP"]
[null,null,null,null,null,"PRESION",null,null,null,"TEMPERATURA",null,null,null,null,"P =",100,"kPa",null,null,null,null,"P =",100,"kPa",null,null,"P =",100,"kPa",null,null,null,"P =",null,"kPa"]
[null,null,null,null,null,null,null,null,null,null,null,null,null,null,"Scte =",0.95350000000000001,"kJ/kg*ºK",null,null,null,null,"H =",219.5,"kJ/kg",null,null,"U =",219.5,"kJ/kg",null,null,null,"V =",null,"m3/kg",null,null,null,null,null,null,null,null,"x =",null,null,null,null,null,null,"x =",null,null,null,null,null,null,"T =",null,null,null,null,null,"T =",null,null,null,null,null,"T =",null,null,null,null,"T =",null,null,null,null,"P =",null,null,null,null,"P ="]
[null,"P =",1000,null,null,"P =",1000,"kPa",null,"T =",20,"ºC",null,null,"T =",null,"ºC",null,"P =",null,"kPa","T =",null,"ºC",null,null,"T =",null,"ºC",null,null,null,"T =",null,"ºC",null,null,null,"P =",null,"kPa",null,null,"S =",null,null,null,null,null,null,"H =",null,null,null,null,null,null,"H =",null,null,null,null,null,"S =",null,null,null,null,null,"U =",null,null,null,null,"V =",null,"m3/kg",null,null,"V =",null,"m3/kg",null,null,"S ="]
[null,"T =",40,null,null,"T =",{"$f":"+CALCULOS!J13+(CALCULOS!J17-CALCULOS!J13)*(CALCULOS!$G$13-$G$4)/(CALCULOS!$G$13-CALCULOS!$G$17)","v":43.748353025420748},"ºC",null,"P =",{"$f":"+CALCULOS!G13+(CALCULOS!G17-CALCULOS!G13)*(CALCULOS!$J$13-$K$4)/(CALCULOS!$J$13-CALCULOS!$J$17)","v":572.07000000000005},"kPa",null,null,"SLsat =",null,"kJ/kg*ºK",null,"T =",null,"ºC","SLsat =",null,"kJ/kg*ºK",null,null,"SLsat =",null,"kJ/kg*ºK",null,null,null,"SLsat =",null,"kJ/kg*ºK",null,null,null,"T =",null,"ºC",null,null,"P =",{"$f":"+AR18+(AR18-AR14)*($AS$4-$AV$17)/($AV$21-$AV$17+0.0000001)","v":{"$error":"#DIV/0!"}},null,null,null,null,null,"P =",{"$f":"+AY18+(AY18-AY14)*($AZ$4-$BC$16)/($BC$20-$BC$16+0.0000001)","v":{"$error":"#DIV/0!"}},null,null,null,null,null,"P =",{"$f":"+BF14+(BF18-BF14)*($BG$4-$BI$16)/($BI$20-$BI$16+0.0000001)","v":{"$error":"#DIV/0!"}},null,null,null,null,"P =",{"$f":"+BL14+(BL18-BL14)*($BM$4-$BO$17)/($BO$21-$BO$17+0.0000001)","v":{"$error":"#DIV/0!"}},null,null,null,null,"P =",{"$f":"+BR14+(BR18-BR14)*($BS$4-$BU$15)/($BU$19-$BU$15+0.0000001)","v":{"$error":"#DIV/0!"}},null,null,null,"P =",{"$f":"+BW14+(BW18-BW14)*($BX$4-$BZ$14)/($BZ$18-$BZ$14+0.0000001)","v":{"$error":"#DIV/0!"}},null,null,null,"T =",{"$f":"+CC13+(CD13-CC13)*(CC4-CC22)/(CD22-CC22)","v":{"$error":"#DIV/0!"}},null,null,null,"T =",{"$f":"+CH13+(CI13-CH13)*(CH4-CH25)/(CI25-CH25)","v":{"$error":"#DIV/0!"}}]
[null,"V =",{"$f":"+CALCULOS!C13+(CALCULOS!C17-CALCULOS!C13)*(CALCULOS!$B$13-$C$4)/(CALCULOS!$B$13-CALCULOS!$B$17)","v":2.0406000000000001E-2},null,null,"VL =",{"$f":"+CALCULOS!H13+(CALCULOS!H17-CALCULOS!H13)*(CALCULOS!$G$13-$G$4)/(CALCULOS!$G$13-CALCULOS!$G$17)","v":8.7432176870748293E-4},{"$f":"+CALCULOS!I13+(CALCULOS!I17-CALCULOS!I13)*(CALCULOS!$G$13-$G$4)/(CALCULOS!$G$13-CALCULOS!$G$17)","v":1.0320778732545579E-2},"m3/kg","Vv =",{"$f":"+CALCULOS!H13+(CALCULOS!H17-CALCULOS!H13)*(CALCULOS!$J$13-$K$4)/(CALCULOS!$J$13-CALCULOS!$J$17)","v":8.1610000000000005E-4},{"$f":"+CALCULOS!I13+(CALCULOS!I17-CALCULOS!I13)*(CALCULOS!$J$13-$K$4)/(CALCULOS!$J$13-CALCULOS!$J$17)","v":3.5969000000000001E-2},"m3/kg",null,"SVsat =",null,"kJ/kg*ºK",null,"x =",null,null,"SVsat =",null,"kJ/kg*ºK",null,null,"SVsat =",null,"kJ/kg*ºK",null,null,null,"SVsat =",null,"kJ/kg*ºK",null,null,null,"V =",null,"m3/kg",null,null,"T =",{"$f":"+AU18+(AU18-AU14)*($AS$4-$AV$17)/($AV$21-$AV$17+0.000001)","v":{"$error":"#DIV/0!"}},null,null,null,null,null,"T =",{"$f":"+BB18+(BB18-BB14)*($AZ$4-$BC$16)/($BC$20-$BC$16+0.000001)","v":{"$error":"#DIV/0!"}},null,null,null,null,null,"x =","Sobresaturado",null,null,null,null,"x =","Sobresaturado",null,null,null,null,"x =","Sobresaturado",null,null,null,"x =","Sobresaturado",null,null,null,"x =","Sobresaturado",null,null,null,"x =","Liq. Compr."]
[null,"U =",{"$f":"+CALCULOS!C14+(CALCULOS!C18-CALCULOS!C14)*(CALCULOS!$B$13-$C$4)/(CALCULOS!$B$13-CALCULOS!$B$17)","v":251.3},0.13750999999999999,null,"UL =",{"$f":"+CALCULOS!H14+(CALCULOS!H18-CALCULOS!H14)*(CALCULOS!$G$13-$G$4)/(CALCULOS!$G$13-CALCULOS!$G$17)","v":111.95447905477981},{"$f":"+CALCULOS!I14+(CALCULOS!I18-CALCULOS!I14)*(CALCULOS!$G$13-$G$4)/(CALCULOS!$G$13-CALCULOS!$G$17)","v":253.43042964554249},"kJ/kg","Uv =",{"$f":"+CALCULOS!H14+(CALCULOS!H18-CALCULOS!H14)*(CALCULOS!$J$13-$K$4)/(CALCULOS!$J$13-CALCULOS!$J$17)","v":78.86},{"$f":"+CALCULOS!I14+(CALCULOS!I18-CALCULOS!I14)*(CALCULOS!$J$13-$K$4)/(CALCULOS!$J$13-CALCULOS!$J$17)","v":241.02},"kJ/kg",null,"xs =",{"$f":"+IF((P3-P5)/(P6-P5)>1,\"Sobresaturado\",(P3-P5)/(P6-P5))","v":{"$error":"#DIV/0!"}},null,null,"V =",null,"m3/kg","xs =",{"$f":"+IF((W3-W5)/(W6-W5)>1,\"Sobresaturado\",(W3-W5)/(W6-W5))","v":{"$error":"#DIV/0!"}},null,null,null,"xs =",{"$f":"+IF((AB3-AB5)/(AB6-AB5)>1,\"Sobresaturado\",(AB3-AB5)/(AB6-AB5))","v":{"$error":"#DIV/0!"}},null,null,null,null,"xs =",{"$f":"+IF((AH3-AH5)/(AH6-AH5)>1,\"Sobresaturado\",(AH3-AH5)/(AH6-AH5))","v":{"$error":"#DIV/0!"}},null,null,null,null,"U =",null,"kJ/kg",null,null,"V =",{"$f":"+AV18+(AV18-AV14)*($AS$4-$AV$17)/($AV$21-$AV$17+0.000001)","v":{"$error":"#DIV/0!"}},"m3/kg",null,null,null,null,"V =",{"$f":"+BC18+(BC18-BC14)*($AZ$4-$BC$16)/($BC$20-$BC$16+0.000001)","v":{"$error":"#DIV/0!"}},"m3/kg",null,null,null,null,"V =",{"$f":"+BI14+(BI18-BI14)*($BG$4-$BI$16)/($BI$20-$BI$16+0.0000001)","v":{"$error":"#DIV/0!"}},"m3/kg",null,null,null,"V =",{"$f":"+BO14+(BO18-BO14)*($BM$4-$BO$17)/($BO$21-$BO$17+0.0000001)","v":{"$error":"#DIV/0!"}},"m3/kg",null,null,null,"V =",{"$f":"+BU14+(BU18-BU14)*($BS$4-$BU$15)/($BU$19-$BU$15+0.0000001)","v":{"$error":"#DIV/0!"}},"m3/kg",null,null,"U =",{"$f":"+BZ15+(BZ19-BZ15)*($BX$4-$BZ$14)/($BZ$18-$BZ$14+0.0000001)","v":{"$error":"#DIV/0!"}},null,null,null,"U =",{"$f":"+CC23+(CD23-CC23)*($CC$4-$CC$22)/($CD$22-$CC$22)","v":{"$error":"#DIV/0!"}},null,null,null,"V =",{"$f":"+CH22+(CI22-CH22)*($CH$4-$CH$25)/($CI$25-$CH$25)","v":{"$error":"#DIV/0!"}},"m3/kg"]
[null,"H =",{"$f":"+CALCULOS!C15+(CALCULOS!C19-CALCULOS!C15)*(CALCULOS!$B$13-$C$4)/(CALCULOS!$B$13-CALCULOS!$B$17)","v":271.70999999999998},225.6875,null,"HL =",{"$f":"+CALCULOS!H15+(CALCULOS!H19-CALCULOS!H15)*(CALCULOS!$G$13-$G$4)/(CALCULOS!$G$13-CALCULOS!$G$17)","v":112.87412459720753},{"$f":"+CALCULOS!I15+(CALCULOS!I19-CALCULOS!I15)*(CALCULOS!$G$13-$G$4)/(CALCULOS!$G$13-CALCULOS!$G$17)","v":274.00042964554245},"kJ/kg","Hv =",{"$f":"+CALCULOS!H15+(CALCULOS!H19-CALCULOS!H15)*(CALCULOS!$J$13-$K$4)/(CALCULOS!$J$13-CALCULOS!$J$17)","v":79.319999999999993},{"$f":"+CALCULOS!I15+(CALCULOS!I19-CALCULOS!I15)*(CALCULOS!$J$13-$K$4)/(CALCULOS!$J$13-CALCULOS!$J$17)","v":261.58999999999997},"kJ/kg",null,"V =",null,"m3/kg",null,"U =",null,"kJ/kg","V =",null,"cm3/g",null,null,"V =",null,"m3/kg",null,null,null,"U =",null,"kJ/kg",null,null,null,"H =",null,"kJ/kg",null,null,"U =",{"$f":"+AV19+(AV19-AV15)*($AS$4-$AV$17)/($AV$21-$AV$17+0.000001)","v":{"$error":"#DIV/0!"}},null,null,null,null,null,"U =",{"$f":"+BC19+(BC19-BC15)*($AZ$4-$BC$16)/($BC$20-$BC$16+0.000001)","v":{"$error":"#DIV/0!"}},null,null,null,null,null,"U =",{"$f":"+BI15+(BI19-BI15)*($BG$4-$BI$16)/($BI$20-$BI$16+0.0000001)","v":{"$error":"#DIV/0!"}},null,null,null,null,"U =",{"$f":"+BO15+(BO19-BO15)*($BM$4-$BO$17)/($BO$21-$BO$17+0.0000001)","v":{"$error":"#DIV/0!"}},null,null,null,null,"H =",{"$f":"+BU16+(BU20-BU16)*($BS$4-$BU$15)/($BU$19-$BU$15+0.0000001)","v":{"$error":"#DIV/0!"}},null,null,null,"H =",{"$f":"+BZ16+(BZ20-BZ16)*($BX$4-$BZ$14)/($BZ$18-$BZ$14+0.0000001)","v":{"$error":"#DIV/0!"}},null,null,null,"H =",{"$f":"+CC24+(CD24-CC24)*($CC$4-$CC$22)/($CD$22-$CC$22)","v":{"$error":"#DIV/0!"}},null,null,null,"U =",{"$f":"+CH23+(CI23-CH23)*($CH$4-$CH$25)/($CI$25-$CH$25)","v":{"$error":"#DIV/0!"}}]
[null,"S =",{"$f":"+CALCULOS!C16+(CALCULOS!C20-CALCULOS!C16)*(CALCULOS!$B$13-$C$4)/(CALCULOS!$B$13-CALCULOS!$B$17)","v":0.91790000000000005},null,null,"SL =",{"$f":"+CALCULOS!H16+(CALCULOS!H20-CALCULOS!H16)*(CALCULOS!$G$13-$G$4)/(CALCULOS!$G$13-CALCULOS!$G$17)","v":0.41339637307554589},{"$f":"+CALCULOS!I16+(CALCULOS!I20-CALCULOS!I16)*(CALCULOS!$G$13-$G$4)/(CALCULOS!$G$13-CALCULOS!$G$17)","v":0.91360673469387654},"kJ/kg","Sv =",{"$f":"+CALCULOS!H16+(CALCULOS!H20-CALCULOS!H16)*(CALCULOS!$J$13-$K$4)/(CALCULOS!$J$13-CALCULOS!$J$17)","v":0.30063000000000001},{"$f":"+CALCULOS!I16+(CALCULOS!I20-CALCULOS!I16)*(CALCULOS!$J$13-$K$4)/(CALCULOS!$J$13-CALCULOS!$J$17)","v":0.92234000000000005},"kJ/kg",null,"U =",null,"kJ/kg",null,"H =",null,"kJ/kg","U =",null,"kJ/kg",null,null,"H =",null,"kJ/kg",null,null,null,"H =",null,"kJ/kg",null,null,null,"S =",null,"kJ/kg",null,null,"H =",{"$f":"+AV20+(AV20-AV16)*($AS$4-$AV$17)/($AV$21-$AV$17+0.000001)","v":{"$error":"#DIV/0!"}},null,null,null,null,null,"S =",{"$f":"+BC21+(BC21-BC17)*($AZ$4-$BC$16)/($BC$20-$BC$16+0.000001)","v":{"$error":"#DIV/0!"}},null,null,null,null,null,"S =",{"$f":"+BI17+(BI21-BI17)*($BG$4-$BI$16)/($BI$20-$BI$16+0.0000001)","v":{"$error":"#DIV/0!"}},null,null,null,null,"H =",{"$f":"+BO16+(BO20-BO16)*($BM$4-$BO$17)/($BO$21-$BO$17+0.0000001)","v":{"$error":"#DIV/0!"}},null,null,null,null,"S =",{"$f":"+BU17+(BU21-BU17)*($BS$4-$BU$15)/($BU$19-$BU$15+0.0000001)","v":{"$error":"#DIV/0!"}},null,null,null,"S =",{"$f":"+BZ17+(BZ21-BZ17)*($BX$4-$BZ$14)/($BZ$18-$BZ$14+0.0000001)","v":{"$error":"#DIV/0!"}},null,null,null,"S =",{"$f":"+CC25+(CD25-CC25)*($CC$4-$CC$22)/($CD$22-$CC$22)","v":{"$error":"#DIV/0!"}},null,null,null,"H =",{"$f":"+CH24+(CI24-CH24)*($CH$4-$CH$25)/($CI$25-$CH$25)","v":{"$error":"#DIV/0!"}}]
[null,null,null,null,null,null,null,null,null,null,null,null,null,null,"HLsat =",null,"kJ/kg",null,"S =",null,"kJ/kg","HLsat =",null,"kJ/kg",null,null,"HLsat =",null,"kJ/kg",null,null,null,"HLsat =",null,"kJ/kg"]
[null,null,null,null,null,null,"G - 7",null,null,null,"K - 11",null,null,null,"HVsat =",null,"kJ/kg",null,null,null,null,"HVsat =",null,"kJ/kg",null,null,"HVsat =",null,"kJ/kg",null,null,null,"HVsat =",null,"kJ/kg",null,null,null,null,"AN - 40",null,null,null,null,"AS - 45",null,null,null,null,null,null,"AZ - 52",null,null,null,null,null,null,"BG - 59",null,null,null,null,null,"BM - 65",null,null,null,null,null,"BS - 71",null,null,null,null,"BX - 76",null,null,null,null,"CC - 81",null,null,null,null,"CH - 86"]
[null,null,40,50,null,null,null,null,null,null,null,null,null,null,"Hs =",{"$f":"+IF((P3-P5)/(P6-P5)>1,\"Sobresaturado\",P10+P7*(P11-P10))","v":{"$error":"#DIV/0!"}},"kJ/kg",null,null,"T -20",null,"Scte =",{"$f":"+IF((W3-W5)/(W6-W5)>1,\"Sobresaturado\",W10+W7*(W11-W10))","v":{"$error":"#DIV/0!"}},"kJ/kg*ºK",null,null,"Scte =",{"$f":"+IF((AB3-AB5)/(AB6-AB5)>1,\"Sobresaturado\",AB10+AB7*(AB11-AB10))","v":{"$error":"#DIV/0!"}},"kJ/kg*ºK",null,null,null,"Scte =",{"$f":"+IF((AH3-AH5)/(AH6-AH5)>1,\"Sobresaturado\",AH10+AH7*(AH11-AH10))","v":{"$error":"#DIV/0!"}},"kJ/kg*ºK",null,null,null,null,null,null,{"$f":"+AN12+(AO12-AN12)*(DATA!D5-CALCULOS!AN12)","v":0}]
[null,1000,2.0406000000000001E-2,2.1795999999999999E-2,{"$f":"+C13+(D13-C13)*($C$5-$C$12)/($D$12-$C$12)","v":2.0406000000000001E-2},null,572.07000000000005,8.1610000000000005E-4,3.5969000000000001E-2,20,null,null,null,null,"H =",{"$f":"+IF((P3-P5)/(P6-P5)>1,#REF!,P10+P7*(P11-P10))","v":{"$error":"#DIV/0!"}},"kJ/kg",null,null,null,null,"Hs =",{"$f":"+IF((W3-W5)/(W6-W5)>1,AB19,W10+W7*(W11-W10))","v":{"$error":"#DIV/0!"}},"kJ/kg",null,null,"Hs =",{"$f":"+IF((AB3-AB5)/(AB6-AB5)>1,AG19,AB10+AB7*(AB11-AB10))","v":{"$error":"#DIV/0!"}},"kJ/kg",null,null,null,"Hs =",{"$f":"+IF((AH3-AH5)/(AH6-AH5)>1,AM19,AH10+AH7*(AH11-AH10))","v":{"$error":"#DIV/0!"}},"kJ/kg",null,null,null,null,null,null,{"$f":"+AN13+(AO13-AN13)*(DATA!D5-CALCULOS!AN12)","v":0},null,null,null,null,null,null,"x",null,null,null,null,null,null,"x",null,null,null,null,null,"x"]
[null,null,251.3,260.94,{"$f":"+C14+(D14-C14)*($C$5-$C$12)/($D$12-$C$12)","v":251.3},null,null,78.86,241.02,null,null,null,null,null,"x =",{"$f":"+IF(P12=\"Sobresaturado\",\"Sobresaturado\",(P12-P10)/(P11-P10))","v":{"$error":"#DIV/0!"}},null,null,null,null,null,"x =",{"$f":"+IF(W12=\"Sobresaturado\",\"Sobresaturado\",(W12-W10)/(W11-W10))","v":{"$error":"#DIV/0!"}},null,null,null,"x =",{"$f":"+IF(AB12=\"Sobresaturado\",\"Sobresaturado\",(AB12-AB10)/(AB11-AB10))","v":{"$error":"#DIV/0!"}},null,null,null,null,"x =",{"$f":"+IF(AH12=\"Sobresaturado\",\"Sobresaturado\",(AH12-AH10)/(AH11-AH10))","v":{"$error":"#DIV/0!"}},null,null,null,null,null,null,null,{"$f":"+AN14+(AO14-AN14)*(DATA!D5-CALCULOS!AN12)","v":0},null,null,null,null,null,{"$f":"+AS14+$AW$14*(AT14-AS14)","v":{"$error":"#DIV/0!"}},{"$f":"+(AS4-AS17)/(AT17-AS17)","v":{"$error":"#DIV/0!"}},null,null,null,null,null,{"$f":"+AZ14+$BD$14*(BA14-AZ14)","v":{"$error":"#DIV/0!"}},{"$f":"+(AZ4-AZ16)/(BA16-AZ16)","v":{"$error":"#DIV/0!"}},null,null,null,null,{"$f":"+BG14+(BH14-BG14)*($BG$3-$BG$13)/(BH$13-$BG$13)","v":{"$error":"#DIV/0!"}},{"$f":"+(BG4-$K$8)/($L$8-$K$8)","v":-0.43517858122565428},null,null,null,null,{"$f":"+BM14+(BN14-BM14)*($BM$3-$BM$13)/(BN$13-$BM$13)","v":{"$error":"#DIV/0!"}},null,null,null,null,null,{"$f":"+BS14+(BT14-BS14)*($BS$3-$BS$13)/(BT$13-$BS$13)","v":{"$error":"#DIV/0!"}},null,null,null,null,{"$f":"+BX14+(BY14-BX14)*($BX$3-$BX$13)/(BY$13-$BX$13)","v":{"$error":"#DIV/0!"}}]
[null,null,271.70999999999998,282.74,271.70999999999998,null,null,79.319999999999993,261.58999999999997,null,null,null,null,null,"S =",{"$f":"+IF(P12=\"Sobresaturado\",#REF!,P5+P14*(P6-P5))","v":{"$error":"#DIV/0!"}},"kJ/kg*ºK",null,null,null,null,"S =",{"$f":"+IF(W12=\"Sobresaturado\",AB20,W5+W14*(W6-W5))","v":{"$error":"#DIV/0!"}},"kJ/kg*ºK",null,null,"S =",{"$f":"+IF(AB12=\"Sobresaturado\",AG20,AB5+AB14*(AB6-AB5))","v":{"$error":"#DIV/0!"}},"kJ/kg*ºK",null,null,null,"S =",{"$f":"+IF(AH12=\"Sobresaturado\",AM20,AH5+AH14*(AH6-AH5))","v":{"$error":"#DIV/0!"}},"kJ/kg*ºK",null,null,null,null,null,null,{"$f":"+AN15+(AO15-AN15)*(DATA!D5-CALCULOS!AN12)","v":0},null,null,null,null,null,{"$f":"+AS15+$AW$14*(AT15-AS15)","v":{"$error":"#DIV/0!"}},null,null,null,null,null,null,{"$f":"+AZ15+$BD$14*(BA15-AZ15)","v":{"$error":"#DIV/0!"}},null,null,null,null,null,{"$f":"+BG15+(BH15-BG15)*($BG$3-$BG$13)/(BH$13-$BG$13)","v":{"$error":"#DIV/0!"}},null,null,null,null,null,{"$f":"+BM15+(BN15-BM15)*($BM$3-$BM$13)/(BN$13-$BM$13)","v":{"$error":"#DIV/0!"}},null,null,null,null,null,{"$error":"#DIV/0!"},null,null,null,null,{"$error":"#DIV/0!"}]
[null,null,0.91790000000000005,0.95250000000000001,0.91790000000000005,null,null,0.30063000000000001,0.92234000000000005,null,null,null,null,null,null,null,null,null,null,null,null,null,null,null,null,null,null,null,null,null,null,null,null,null,null,null,null,null,null,null,null,{"$f":"+AN16+(AO16-AN16)*(DATA!D5-CALCULOS!AN12)","v":0},null,null,null,null,null,{"$f":"+AS16+$AW$14*(AT16-AS16)","v":{"$error":"#DIV/0!"}},null,null,null,null,null,null,{"$f":"+AZ16+$BD$14*(BA16-AZ16)","v":{"$error":"#DIV/0!"}},null,null,null,null,null,{"$error":"#DIV/0!"},null,null,null,null,null,{"$f":"+BM16+(BN16-BM16)*($BM$3-$BM$13)/(BN$13-$BM$13)","v":{"$error":"#DIV/0!"}},null,null,null,null,null,{"$error":"#DIV/0!"},null,null,null,null,{"$error":"#DIV/0!"}]
[null,1017.1,1.9952000000000001E-2,2.1403127500000001E-2,{"$f":"+C17+(D17-C17)*($C$5-$C$12)/($D$12-$C$12)","v":1.9952000000000001E-2},null,600,8.1990000000000003E-4,3.4294999999999999E-2,21.55,null,null,null,null,null,"P-16",null,null,null,null,null,null,"W-23",null,null,null,null,"AB-28",null,null,null,null,null,"AH-34",null,null,null,null,null,null,null,{"$f":"+AN17+(AO17-AN17)*(DATA!$D$5-CALCULOS!AN12)","v":0},null,null,null,null,null,{"$f":"+AS17+$AW$14*(AT17-AS17)","v":{"$error":"#DIV/0!"}},null,null,null,null,null,null,{"$f":"+AZ17+$BD$14*(BA17-AZ17)","v":{"$error":"#DIV/0!"}},null,null,null,null,null,{"$error":"#DIV/0!"},null,null,null,null,null,{"$f":"+BM17+(BN17-BM17)*($BM$3-$BM$13)/(BN$13-$BM$13)","v":{"$error":"#DIV/0!"}},null,null,null,null,null,{"$error":"#DIV/0!"},null,null,null,null,{"$error":"#DIV/0!"}]
[null,null,250.97,260.65699499999999,250.97,null,null,81.02,241.83,null,null,null,null,null,null,null,null,null,null,null,null,null,null,null,null,null,null,null,null,null,null,null,null,null,null,null,null,null,null,null,null,{"$f":"+AN18+(AO18-AN18)*(DATA!$D$5-CALCULOS!AN12)","v":0},null,null,null,null,null,{"$f":"+AS18+$AW$18*(AT18-AS18)","v":{"$error":"#DIV/0!"}},{"$f":"+(AS4-AS21)/(AT21-AS21)","v":{"$error":"#DIV/0!"}},null,null,null,null,null,{"$f":"+AZ18+$BD$18*(BA18-AZ18)","v":{"$error":"#DIV/0!"}},{"$f":"+(AZ4-AZ20)/(BA20-AZ20)","v":{"$error":"#DIV/0!"}},null,null,null,null,{"$error":"#DIV/0!"},null,null,null,null,null,{"$f":"+BM18+(BN18-BM18)*($BM$3-$BM$13)/(BN$13-$BM$13)","v":{"$error":"#DIV/0!"}},null,null,null,null,null,{"$error":"#DIV/0!"},null,null,null,null,{"$error":"#DIV/0!"}]
[null,null,271.27,282.35781500000002,271.27,null,null,81.510000000000005,262.39999999999998,null,null,null,null,null,null,null,null,null,null,null,null,null,null,null,null,null,null,null,null,null,null,null,null,null,null,null,null,null,null,null,null,{"$f":"+AN19+(AO19-AN19)*(DATA!$D$5-CALCULOS!AN12)","v":0},null,null,null,null,null,{"$f":"+AS19+$AW$18*(AT19-AS19)","v":{"$error":"#DIV/0!"}},null,null,null,null,null,null,{"$f":"+AZ19+$BD$18*(BA19-AZ19)","v":{"$error":"#DIV/0!"}},null,null,null,null,null,{"$error":"#DIV/0!"},null,null,null,null,null,{"$f":"+BM19+(BN19-BM19)*($BM$3-$BM$13)/($BN$13-$BM$13)","v":{"$error":"#DIV/0!"}},null,null,null,null,null,{"$error":"#DIV/0!"},null,null,null,null,{"$error":"#DIV/0!"}]
[null,null,0.91535999999999995,0.95029410000000003,0.91535999999999995,null,null,0.30798999999999999,0.92176999999999998,null,null,null,null,null,null,-26.37,-20,{"$f":"+P20+(Q20-P20)*(P3-P24)/(Q24-P24)","v":-25.850637645703912},null,null,null,null,null,null,{"$f":"+W20+(X20-W20)*(DATA!#REF!-W23)/(X23-W23)","v":{"$error":"#REF!"}},null,null,null,null,{"$f":"+AB20+(AC20-AB20)*(DATA!D9-AB22)/(AC22-AB22)","v":{"$error":"#DIV/0!"}},null,null,null,null,null,{"$f":"+AH20+(AI20-AH20)*(DATA!O9-AH21)/(AI21-AH21)","v":{"$error":"#DIV/0!"}},null,null,null,null,null,{"$f":"+AN20+(AO20-AN20)*(DATA!$D$5-CALCULOS!AN12)","v":0},null,null,null,null,null,{"$f":"+AS20+$AW$18*(AT20-AS20)","v":{"$error":"#DIV/0!"}},null,null,null,null,null,null,{"$f":"+AZ20+$BD$18*(BA20-AZ20)","v":{"$error":"#DIV/0!"}},null,null,null,null,null,{"$error":"#DIV/0!"},null,null,null,null,null,{"$f":"+BM20+(BN20-BM20)*($BM$3-$BM$13)/($BN$13-$BM$13)","v":{"$error":"#DIV/0!"}},null,null,null,null,null,{"$error":"#DIV/0!"},null,null,null,null,{"$error":"#DIV/0!"}]
[null,null,null,null,null,null,null,null,null,null,null,null,null,null,100,0.19253999999999999,0.19841,{"$f":"+P21+(Q21-P21)*(P3-P24)/(Q24-P24)","v":0.19301859607844865},null,null,null,null,null,null,{"$f":"+W21+(X21-W21)*(W3-W23)/(X23-W23)","v":{"$error":"#DIV/0!"}},null,null,null,null,{"$f":"+AB21+(AC21-AB21)*(AB3-AB22)/(AC22-AB22)","v":{"$error":"#DIV/0!"}},null,null,null,null,null,{"$f":"+AH21+(AI21-AH21)*(AH3-AH21)/(AI21-AH21)","v":{"$error":"#DIV/0!"}},null,null,null,null,null,null,null,null,null,null,null,{"$f":"+AS21+$AW$18*(AT21-AS21)","v":{"$error":"#DIV/0!"}},null,null,null,null,null,null,{"$f":"+AZ21+$BD$18*(BA21-AZ21)","v":{"$error":"#DIV/0!"}},null,null,null,null,null,{"$error":"#DIV/0!"},null,null,null,null,null,{"$f":"+BM21+(BN21-BM21)*($BM$3-$BM$13)/($BN$13-$BM$13)","v":{"$error":"#DIV/0!"}},null,null,null,null,null,{"$error":"#DIV/0!"},null,null,null,null,{"$error":"#DIV/0!"}]
[null,null,null,null,{"$f":"+E16+(E20-E16)*(B13-C4)/(C13-C17)","v":0.91790000000000005},null,null,null,null,null,null,null,null,null,null,215.19,219.66,{"$f":"+P22+(Q22-P22)*(P3-P24)/(Q24-P24)","v":215.55445050607591},null,null,null,null,null,null,{"$f":"+W22+(X22-W22)*(W3-W23)/(X23-W23)","v":{"$error":"#DIV/0!"}},null,null,null,null,{"$f":"+AB22+(AC22-AB22)*(AB3-AB22)/(AC22-AB22)","v":{"$error":"#DIV/0!"}},null,null,null,null,null,{"$f":"+AH22+(AI22-AH22)*(AH3-AH21)/(AI21-AH21)","v":{"$error":"#DIV/0!"}},null,null,null,null,null,null,null,null,null,null,null,null,null,null,null,null,null,null,null,null,null,null,null,null,null,null,null,null,null,null,null,null,null,null,null,null,null,null,null,null,null,null,null,null,{"$f":"+CC14+(CD14-CC14)*($CC$3-$CB$14)/(CB$18-$CB$14)","v":{"$error":"#DIV/0!"}},{"$f":"+CD14+(CD18-CD14)*($CC$3-$CB$14)/(CB$18-$CB$14)","v":{"$error":"#DIV/0!"}},null,null,null,{"$f":"+CH14+(CH18-CH14)*($CH$3-$CG$14)/(CG$18-$CG$14)","v":{"$error":"#DIV/0!"}},{"$f":"+CI14+(CI18-CI14)*($CH$3-$CG$14)/(CG$18-$CG$14)","v":{"$error":"#DIV/0!"}}]
[null,null,null,null,null,null,null,null,null,null,null,null,null,null,null,234.44,239.5,{"$f":"+P23+(Q23-P23)*(P3-P24)/(Q24-P24)","v":234.85255471157586},null,null,null,null,null,null,{"$f":"+W23+(X23-W23)*(W3-W23)/(X23-W23)","v":{"$error":"#DIV/0!"}},null,null,null,null,{"$f":"+AB23+(AC23-AB23)*(AB3-AB22)/(AC22-AB22)","v":{"$error":"#DIV/0!"}},null,null,null,null,null,{"$f":"+AH23+(AI23-AH23)*(AH3-AH21)/(AI21-AH21)","v":{"$error":"#DIV/0!"}},null,null,null,null,null,null,null,null,null,null,null,null,null,null,null,null,null,null,null,null,null,null,null,null,null,null,null,null,null,null,null,null,null,null,null,null,null,null,null,null,null,null,null,null,{"$f":"+CC15+(CD15-CC15)*($CC$3-$CB$14)/(CB$18-$CB$14)","v":{"$error":"#DIV/0!"}},{"$f":"+CD15+(CD19-CD15)*($CC$3-$CB$14)/(CB$18-$CB$14)","v":{"$error":"#DIV/0!"}},null,null,null,{"$f":"+CH15+(CH19-CH15)*($CH$3-$CG$14)/(CG$18-$CG$14)","v":{"$error":"#DIV/0!"}},{"$f":"+CI15+(CI19-CI15)*($CC$3-$CB$14)/(CG$18-$CB$14)","v":{"$error":"#DIV/0!"}}]
[null,null,null,null,null,null,null,null,null,null,null,null,null,null,null,0.95184887402452611,0.97209999999999996,{"$f":"+P24+(Q24-P24)*(P3-P24)/(Q24-P24)","v":0.95350000000000001},null,null,null,null,null,null,{"$f":"+W24+(X24-W24)*(W3-W23)/(X23-W23)","v":{"$error":"#DIV/0!"}},null,null,null,null,{"$f":"+AB24+(AC24-AB24)*(AB3-AB22)/(AC22-AB22)","v":{"$error":"#DIV/0!"}},null,null,null,null,null,{"$f":"+AH24+(AI24-AH24)*(AH3-AH21)/(AI21-AH21)","v":{"$error":"#DIV/0!"}},null,null,null,null,null,null,null,null,null,null,null,null,null,null,null,null,null,null,null,null,null,null,null,null,null,null,null,null,null,null,null,null,null,null,null,null,null,null,null,null,null,null,null,null,{"$f":"+CC16+(CD16-CC16)*($CC$3-$CB$14)/(CB$18-$CB$14)","v":{"$error":"#DIV/0!"}},{"$f":"+CD16+(CD20-CD16)*($CC$3-$CB$14)/(CB$18-$CB$14)","v":{"$error":"#DIV/0!"}},null,null,null,{"$f":"+CH16+(CH20-CH16)*($CH$3-$CG$14)/(CG$18-$CG$14)","v":{"$error":"#DIV/0!"}},{"$f":"+CI16+(CI20-CI16)*($CC$3-$CB$14)/(CG$18-$CB$14)","v":{"$error":"#DIV/0!"}}]
[null,null,null,null,null,null,null,null,null,null,null,null,null,null,101.73,0.18945999999999999,0.19571537477148079,{"$f":"+P25+(Q25-P25)*(P3-P28)/(Q28-P28)","v":0.19012887473101028},null,null,null,null,null,null,{"$f":"+W25+(X25-W25)*(W3-W27)/(X27-W27)","v":{"$error":"#DIV/0!"}},null,null,null,null,{"$f":"+AB25+(AC25-AB25)*(AB3-AB26)/(AC26-AB26)","v":{"$error":"#DIV/0!"}},null,null,null,null,null,{"$f":"+AH25+(AI25-AH25)*(AH3-AH25)/(AI25-AH25)","v":{"$error":"#DIV/0!"}},null,null,null,null,null,null,null,null,null,null,null,null,null,null,null,null,null,null,null,null,null,null,null,null,null,null,null,null,null,null,null,null,null,null,null,null,null,null,null,null,null,null,null,null,{"$f":"+CC17+(CD17-CC17)*($CC$3-$CB$14)/(CB$18-$CB$14)","v":{"$error":"#DIV/0!"}},{"$f":"+CD17+(CD21-CD17)*($CC$3-$CB$14)/(CB$18-$CB$14)","v":{"$error":"#DIV/0!"}},null,null,null,{"$f":"+CH17+(CH21-CH17)*($CH$3-$CG$14)/(CG$18-$CG$14)","v":{"$error":"#DIV/0!"}},{"$f":"+CI17+(CI21-CI17)*($CC$3-$CB$14)/(CG$18-$CB$14)","v":{"$error":"#DIV/0!"}}]
[null,"SOBRESATURADO",null,null,null,null,null,null,null,null,null,null,null,null,null,215.4,219.61677635588055,{"$f":"+P26+(Q26-P26)*(P3-P28)/(Q28-P28)","v":215.8508914739416},null,null,null,null,null,null,{"$f":"+W26+(X26-W26)*(W3-W27)/(X27-W27)","v":{"$error":"#DIV/0!"}},null,null,null,null,{"$f":"+AB26+(AC26-AB26)*(AB3-AB26)/(AC26-AB26)","v":{"$error":"#DIV/0!"}},null,null,null,null,null,{"$f":"+AH26+(AI26-AH26)*(AH3-AH25)/(AI25-AH25)","v":{"$error":"#DIV/0!"}}]
[null,"fila ",{"$f":"MATCH(CALCULOS!C4,'TABLAS DE VAPOR DE H134A'!A3:A842,1)","v":265},{"$f":"+C27+2","v":267},{"$f":"+ADDRESS(D27,D28,1,1,)","v":"$L$267"},{"$f":"+D27","v":267},{"$f":"+ADDRESS(F27,F28,1,1,)","v":"$A$267"},{"$f":"1","v":1},{"$f":"+ADDRESS(H27,H28,1,1,)","v":"$L$1"},{"$f":"+D27","v":267},{"$f":"+ADDRESS(J27,J28,1,1,)","v":"$L$267"},{"$f":"+ADDRESS(D27,D28+1,1,1,)","v":"$M$267"},{"$f":"+ADDRESS(J27,J28+1,1,1,)","v":"$M$267"},null,null,234.68,239.44254418037781,{"$f":"+P27+(Q27-P27)*(P3-P28)/(Q28-P28)","v":235.18924933740152},null,null,null,null,null,null,{"$f":"+W27+(X27-W27)*(W3-W27)/(X27-W27)","v":{"$error":"#DIV/0!"}},null,null,null,null,{"$f":"+AB27+(AC27-AB27)*(AB3-AB26)/(AC26-AB26)","v":{"$error":"#DIV/0!"}},null,null,null,null,null,{"$f":"+AH27+(AI27-AH27)*(AH3-AH25)/(AI25-AH25)","v":{"$error":"#DIV/0!"}}]
[null,"columna",{"$f":"MATCH(CALCULOS!C5,'TABLAS DE VAPOR DE H134A'!F1:AM1,1)","v":7},{"$f":"+C28+5","v":12},{"$f":"+ADDRESS(D27+7,D28+1,1,1,)","v":"$M$274"},1,{"$f":"+ADDRESS(F27+7,F28,1,1,)","v":"$A$274"},{"$f":"+C28+5","v":12},{"$f":"+ADDRESS(H27,H28+1,1,1,)","v":"$M$1"},{"$f":"+D28","v":12},{"$f":"+ADDRESS(J27+7,J28,1,1,)","v":"$L$274"},{"$f":"+ADDRESS(J27+7,D28+1,1,1,)","v":"$M$274"},{"$f":"+ADDRESS(J27+4,J28+1,1,1,)","v":"$M$271"},null,null,0.95143999999999995,0.97070529951249229,{"$f":"+P28+(Q28-P28)*(P3-P28)/(Q28-P28)","v":0.95350000000000001},null,null,null,null,null,null,{"$f":"+W28+(X28-W28)*(W3-W27)/(X27-W27)","v":{"$error":"#DIV/0!"}},null,null,null,null,{"$f":"+AB28+(AC28-AB28)*(AB3-AB26)/(AC26-AB26)","v":{"$error":"#DIV/0!"}},null,null,null,null,null,{"$f":"+AH28+(AI28-AH28)*(AH3-AH25)/(AI25-AH25)","v":{"$error":"#DIV/0!"}},null,null,null,null,null,null,null,null,null,null,null,null,null,null,null,null,null,null,null,null,null,null,null,{"$f":"+'TABLAS DE VAPOR DE H134A'!U269+('TABLAS DE VAPOR DE H134A'!V269-'TABLAS DE VAPOR DE H134A'!U269)*($BG$3-$BG$13)/(BH$13-$BG$13)","v":{"$error":"#DIV/0!"}}]
[]
[]
[null,"SATURADO  PRESION"]
[null,"fila ",{"$f":"MATCH(CALCULOS!G4,'TABLAS DE VAPOR DE H134A'!A3:A362,1)","v":265},{"$f":"+C32+2","v":267},{"$f":"+ADDRESS(D32,3,1,1,)","v":"$C$267"},{"$f":"+D32","v":267},{"$f":"+ADDRESS(F32,1,1,1,)","v":"$A$267"},{"$f":"+D32","v":267},{"$f":"+ADDRESS(H32,5,1,1,)","v":"$E$267"},null,null,null,null,null,null,null,null,null,null,null,null,null,null,null,null,null,null,null,null,null,null,null,null,null,null,null,null,null,null,null,null,null,null,null,null,null,null,null,null,null,null,null,null,null,null,null,null,null,null,{"$f":"+'TABLAS DE VAPOR DE H134A'!U273+('TABLAS DE VAPOR DE H134A'!V273-'TABLAS DE VAPOR DE H134A'!U273)*($BG$3-$BG$13)/(BH$13-$BG$13)","v":{"$error":"#DIV/0!"}}]
[null,null,null,{"$f":"+D32+4","v":271},{"$f":"+ADDRESS(D32+7,4,1,1,)","v":"$D$274"},{"$f":"+D33","v":271},{"$f":"+ADDRESS(F32+7,1,1,1,)","v":"$A$274"},null,{"$f":"+ADDRESS(H32+7,5,1,1,)","v":"$E$274"}]
[]
[null,"SATURADO  TEMPERATURA"]
[null,"fila ",{"$f":"MATCH(CALCULOS!K4,'TABLAS DE VAPOR DE H134A'!E3:E842,1)","v":193},{"$f":"+C36+2","v":195},{"$f":"+ADDRESS(D36,3,1,1,)","v":"$C$195"},{"$f":"+D36","v":195},{"$f":"+ADDRESS(F36,1,1,1,)","v":"$A$195"},{"$f":"+D36","v":195},{"$f":"+ADDRESS(H36,5,1,1,)","v":"$E$195"},null,null,null,null,null,null,null,null,null,null,null,null,null,null,null,null,null,null,null,null,null,null,null,null,null,null,null,null,null,null,null,null,null,null,null,null,null,null,null,null,null,null,null,null,null,null,null,null,null,null,{"$f":"+'TABLAS DE VAPOR DE H134A'!U277+('TABLAS DE VAPOR DE H134A'!V277-'TABLAS DE VAPOR DE H134A'!U277)*($BG$3-$BG$13)/(BH$13-$BG$13)","v":{"$error":"#DIV/0!"}}]
[null,null,null,{"$f":"+D36+4","v":199},{"$f":"+ADDRESS(D36+7,4,1,1,)","v":"$D$202"},{"$f":"+D37","v":199},{"$f":"+ADDRESS(F36+7,1,1,1,)","v":"$A$202"},null,{"$f":"+ADDRESS(H36+7,5,1,1,)","v":"$E$202"}]
[]
[]
[null,null,null,null,null,null,null,null,null,null,null,null,null,null,null,null,null,null,null,null,null,null,null,null,null,null,null,null,null,null,null,null,null,null,null,null,null,null,null,null,null,null,null,null,null,null,null,null,null,null,null,null,null,null,null,null,null,null,null,{"$f":"+'TABLAS DE VAPOR DE H134A'!U281+('TABLAS DE VAPOR DE H134A'!V281-'TABLAS DE VAPOR DE H134A'!U281)*($BG$3-$BG$13)/(BH$13-$BG$13)","v":{"$error":"#DIV/0!"}}]
[]
[]
[]
[null,"celdas",{"$f":"+ADDRESS(D27,D28,1,1,\"TABLAS DE VAPOR DE H134A\")","v":"'TABLAS DE VAPOR DE H134A'!$L$267"},null,null,null,null,null,null,null,null,null,null,null,null,null,null,null,null,null,null,null,null,null,null,null,null,null,null,null,null,null,null,null,null,null,null,null,null,null,null,null,null,null,null,null,null,null,null,null,null,null,null,null,null,null,null,null,null,{"$f":"+'TABLAS DE VAPOR DE H134A'!U285+('TABLAS DE VAPOR DE H134A'!V285-'TABLAS DE VAPOR DE H134A'!U285)*($BG$3-$BG$13)/(BH$13-$BG$13)","v":{"$error":"#DIV/0!"}}]
[null,null,null,null,null,{"$f":"CONCATENATE(\"F¨\",D27,\"C\",D28)","v":"F¨267C12"}]
[null,null,{"$f":"DGET('TABLAS DE VAPOR DE H134A'!A1:A390,'TABLAS DE VAPOR DE H134A'!A2,\"C4>'TABLAS DE VAPOR DE H134A'!A1:A138\")","v":{"$error":"#VALUE!"}}]
[null,null,{"$f":"DGET('TABLAS DE VAPOR DE H134A'!A3:A390,CALCULOS!C4,CALCULOS!C4>'TABLAS DE VAPOR DE H134A'!A3:A390)","v":{"$error":"#VALUE!"}}]
[null,null,null,null,null,null,null,null,null,null,null,null,null,null,null,null,null,null,null,null,null,null,null,null,null,null,null,null,null,null,null,null,null,null,null,null,null,null,null,null,null,null,null,null,null,null,null,null,null,null,null,null,null,null,null,null,null,null,null,{"$f":"+'TABLAS DE VAPOR DE H134A'!U289+('TABLAS DE VAPOR DE H134A'!V289-'TABLAS DE VAPOR DE H134A'!U289)*($BG$3-$BG$13)/(BH$13-$BG$13)","v":{"$error":"#DIV/0!"}}]
[]
[]
[]
[null,null,null,null,null,null,null,null,null,null,null,null,null,null,null,null,null,null,null,null,null,null,null,null,null,null,null,null,null,null,null,null,null,null,null,null,null,null,null,null,null,null,null,null,null,null,null,null,null,null,null,null,null,null,null,null,null,null,null,{"$f":"+'TABLAS DE VAPOR DE H134A'!U293+('TABLAS DE VAPOR DE H134A'!V293-'TABLAS DE VAPOR DE H134A'!U293)*($BG$3-$BG$13)/(BH$13-$BG$13)","v":{"$error":"#DIV/0!"}}]
[null,"INTERPOLAR"]
[]
[]
[null,null,null,{"$f":"+C56+(E56-C56)*($M$1-$N$1)/($M$1-$V$1)","v":{"$error":"#VALUE!"}},null,null,null,null,null,null,null,null,null,null,null,null,null,null,null,null,null,null,null,null,null,null,null,null,null,null,null,null,null,null,null,null,null,null,null,null,null,null,null,null,null,null,null,null,null,null,null,null,null,null,null,null,null,null,null,{"$f":"+'TABLAS DE VAPOR DE H134A'!U297+('TABLAS DE VAPOR DE H134A'!V297-'TABLAS DE VAPOR DE H134A'!U297)*($BG$3-$BG$13)/(BH$13-$BG$13)","v":{"$error":"#DIV/0!"}}]
[]
[]
[]
[null,"fila ",{"$f":"CELL(\"DIRECCION\",'TABLAS DE VAPOR DE H134A'!N3)","v":"'[H134A_v.2.1.xlsm]TABLAS DE VAPOR DE H134A'!$N$3"},null,null,null,null,null,null,null,null,null,null,null,null,null,null,null,null,null,null,null,null,null,null,null,null,null,null,null,null,null,null,null,null,null,null,null,null,null,null,null,null,null,null,null,null,null,null,null,null,null,null,null,null,null,null,null,null,{"$f":"+'TABLAS DE VAPOR DE H134A'!U301+('TABLAS DE VAPOR DE H134A'!V301-'TABLAS DE VAPOR DE H134A'!U301)*($BG$3-$BG$13)/(BH$13-$BG$13)","v":{"$error":"#DIV/0!"}}]
[null,"columna"]
[]
[]
[null,null,null,null,null,null,null,null,null,null,null,null,null,null,null,null,null,null,null,null,null,null,null,null,null,null,null,null,null,null,null,null,null,null,null,null,null,null,null,null,null,null,null,null,null,null,null,null,null,null,null,null,null,null,null,null,null,null,null,{"$f":"+'TABLAS DE VAPOR DE H134A'!U305+('TABLAS DE VAPOR DE H134A'!V305-'TABLAS DE VAPOR DE H134A'!U305)*($BG$3-$BG$13)/(BH$13-$BG$13)","v":{"$error":"#DIV/0!"}}]
[null,"VOLUMEN DE SATURACION"]
["LIQU","fila ",{"$f":"MATCH(CALCULOS!T7,'TABLAS DE VAPOR DE H134A'!C3:C818,1)","v":4},{"$f":"+C66+2","v":6},{"$f":"+ADDRESS(D66,D67,1,1,)","v":{"$error":"#N/A"}},null,{"$f":"+ADDRESS(F66,F67,1,1,)","v":{"$error":"#N/A"}},{"$f":"+D66","v":6},{"$f":"+ADDRESS(H66,H67,1,1,)","v":{"$error":"#N/A"}}]
[null,"columna",{"$f":"MATCH(CALCULOS!C44,'TABLAS DE VAPOR DE H134A'!F103:AM103,1)","v":{"$error":"#N/A"}},{"$f":"+C67+5","v":{"$error":"#N/A"}},{"$f":"+ADDRESS(D66+7,D67+1,1,1,)","v":{"$error":"#N/A"}},{"$f":"+D67","v":{"$error":"#N/A"}},{"$f":"+ADDRESS(F66,F67+1,1,1,)","v":{"$error":"#N/A"}},{"$f":"+D67","v":{"$error":"#N/A"}},{"$f":"+ADDRESS(H66+7,H67,1,1,)","v":{"$error":"#N/A"}}]
["VAP","fila ",{"$f":"MATCH(CALCULOS!T9,'TABLAS DE VAPOR DE H134A'!C369:D820,1)","v":{"$error":"#N/A"}},{"$f":"+C68+2","v":{"$error":"#N/A"}},{"$f":"+ADDRESS(D68,D69,1,1,)","v":{"$error":"#N/A"}},null,{"$f":"+ADDRESS(F68,F69,1,1,)","v":{"$error":"#VALUE!"}},{"$f":"+D68","v":{"$error":"#N/A"}},{"$f":"+ADDRESS(H68,H69,1,1,)","v":{"$error":"#N/A"}},null,null,null,null,null,null,null,null,null,null,null,null,null,null,null,null,null,null,null,null,null,null,null,null,null,null,null,null,null,null,null,null,null,null,null,null,null,null,null,null,null,null,null,null,null,null,null,null,null,null,{"$f":"+'TABLAS DE VAPOR DE H134A'!U309+('TABLAS DE VAPOR DE H134A'!V309-'TABLAS DE VAPOR DE H134A'!U309)*($BG$3-$BG$13)/(BH$13-$BG$13)","v":{"$error":"#DIV/0!"}}]
[null,"columna",{"$f":"MATCH(CALCULOS!C46,'TABLAS DE VAPOR DE H134A'!F111:AM111,1)","v":{"$error":"#VALUE!"}},{"$f":"+C69+5","v":{"$error":"#VALUE!"}},{"$f":"+ADDRESS(D68+7,D69+1,1,1,)","v":{"$error":"#N/A"}},{"$f":"+D69","v":{"$error":"#VALUE!"}},{"$f":"+ADDRESS(F68,F69+1,1,1,)","v":{"$error":"#VALUE!"}},null,{"$f":"+ADDRESS(H68+7,H69,1,1,)","v":{"$error":"#N/A"}}]
[]
[]
[]
[null,"PRESION ENTROPIA"]
[null,"fila ",{"$f":"MATCH(CALCULOS!P2,'TABLAS DE VAPOR DE H134A'!A3:A842,1)","v":45},{"$f":"+C74+5","v":50},{"$f":"+ADDRESS(D74,D75,1,1,)","v":{"$error":"#VALUE!"}},null,{"$f":"+ADDRESS(F74,F75,1,1,)","v":{"$error":"#VALUE!"}},{"$f":"+D74","v":50},{"$f":"+ADDRESS(H74,H75,1,1,)","v":{"$error":"#VALUE!"}},{"$f":"+D74+3","v":53},{"$f":"+ADDRESS(J74,J75,1,1,)","v":{"$error":"#VALUE!"}},{"$f":"+ADDRESS(D74,D75+1,1,1,)","v":{"$error":"#VALUE!"}},{"$f":"+ADDRESS(J74,45,1,)","v":"$AS$53"}]
[null,"columna","COINCIDIR(CALCULOS!P3;'TABLAS DE VAPOR DE AGUA'!J74:M74;1)",{"$f":"+C75+5","v":{"$error":"#VALUE!"}},{"$f":"+ADDRESS(D74+7,D75+1,1,1,)","v":{"$error":"#VALUE!"}},{"$f":"+D75","v":{"$error":"#VALUE!"}},{"$f":"+ADDRESS(F74,F75+1,1,1,)","v":{"$error":"#VALUE!"}},null,{"$f":"+ADDRESS(H74+7,H75,1,1,)","v":{"$error":"#VALUE!"}},null,{"$f":"+ADDRESS(J74+7,J75,1,1,)","v":{"$error":"#VALUE!"}},{"$f":"+ADDRESS(J74+7,D75+1,1,1,)","v":{"$error":"#VALUE!"}}]
[]
[]
[]
[null,"PRESION ENTALPIA"]
[null,"fila ",{"$f":"MATCH(CALCULOS!W2,'TABLAS DE VAPOR DE H134A'!A3:A842,1)","v":45},{"$f":"+C80+4","v":49},{"$f":"+ADDRESS(D80,D81,1,1,)","v":{"$error":"#VALUE!"}},null,{"$f":"+ADDRESS(F80,F81,1,1,)","v":{"$error":"#VALUE!"}},{"$f":"+D80","v":49},{"$f":"+ADDRESS(H80,H81,1,1,)","v":{"$error":"#VALUE!"}},{"$f":"+D80+3","v":52},{"$f":"+ADDRESS(J80,J81,1,1,)","v":{"$error":"#VALUE!"}}]
[null,"columna","COINCIDIR(CALCULOS!W9;'TABLAS DE VAPOR DE AGUA'!J80:M80;1)",{"$f":"+C81+5","v":{"$error":"#VALUE!"}},{"$f":"+ADDRESS(D80+7,D81+1,1,1,)","v":{"$error":"#VALUE!"}},{"$f":"+D81","v":{"$error":"#VALUE!"}},{"$f":"+ADDRESS(F80,F81+1,1,1,)","v":{"$error":"#VALUE!"}},null,{"$f":"+ADDRESS(H80+7,H81,1,1,)","v":{"$error":"#VALUE!"}},null,{"$f":"+ADDRESS(J80+7,J81,1,1,)","v":{"$error":"#VALUE!"}}]
[]
[]
[]
[null,"PRESION INTERNA"]
[null,"fila ",{"$f":"MATCH(CALCULOS!AB2,'TABLAS DE VAPOR DE H134A'!A3:A842,1)","v":45},{"$f":"+C86+3","v":48},{"$f":"+ADDRESS(D86,D87,1,1,)","v":{"$error":"#VALUE!"}},null,{"$f":"+ADDRESS(F86,F87,1,1,)","v":{"$error":"#VALUE!"}},{"$f":"+D86","v":48},{"$f":"+ADDRESS(H86,H87,1,1,)","v":{"$error":"#VALUE!"}},{"$f":"+D86+3","v":51},{"$f":"+ADDRESS(J86,J87,1,1,)","v":{"$error":"#VALUE!"}}]
[null,"columna","COINCIDIR(CALCULOS!AB9;'TABLAS DE VAPOR DE AGUA'!J80:M80;1)",{"$f":"+C87+5","v":{"$error":"#VALUE!"}},{"$f":"+ADDRESS(D86+7,D87+1,1,1,)","v":{"$error":"#VALUE!"}},{"$f":"+D87","v":{"$error":"#VALUE!"}},{"$f":"+ADDRESS(F86,F87+1,1,1,)","v":{"$error":"#VALUE!"}},null,{"$f":"+ADDRESS(H86+7,H87,1,1,)","v":{"$error":"#VALUE!"}},null,{"$f":"+ADDRESS(J86+7,J87,1,1,)","v":{"$error":"#VALUE!"}}]